## Points
POINTS
once
|  | W_sim (kW) | [6 empty] | W_in (kW) | [6 empty] | mw_f (kg/s)
|  | DT3 | DT5 | DT7 | DT9 | DT11 | DT13 | DT15 | DT3 | DT5 | DT7 | DT9 | DT11 | DT13 | DT15 | DT3 | DT5 | DT7 | DT9 | DT11 | DT13 | DT15
NG | 15 | 122609.7144 | 121456.2552 | 120301.1593 | 119161.7261 | 118062.341 | 116888.1348 | 115740.6625 | 123675.1399 | 123296.3237 | 122923.3679 | 122533.5416 | 122145.8781 | 121750.9837 | 121352.037 | 12651.8176 | 7688.5896 | 5561.068 | 4379.1231 | 3625.7369 | 3105.6736 | 2723.8155
| 20 | 124178.9263 | 122952.3 | 121763.7854 | 120620.2608 | 119402.118 | 118215.5726 | 116982.8708 | 125285.0578 | 124869.5179 | 124459.6335 | 124053.4838 | 123628.4714 | 123207.757 | 122785.2091 | 13168.6426 | 8001.8286 | 5785.648 | 4552.6048 | 3770.2815 | 3227.6672 | 2830.472
| 25 | 125131.1758 | 123963.2139 | 122690.828 | 121483.4998 | 120210.8275 | 118980.0593 | 117696.3234 | 126323.9981 | 125883.7128 | 125443.3987 | 124984.5428 | 124553.4469 | 124091.7415 | 123628.4383 | 13647.1554 | 8284.1502 | 5989.2891 | 4713.197 | 3901.3846 | 3339.3206 | 2927.9779
COAL | 15 | 396783.6635 | 394451.3248 | 392106.2556 | 389864.9359 | 387742.3533 | 385425.5917 | 382142.2559 | 400002.0575 | 400001.1925 | 400002.5869 | 400002.9473 | 400002.059 | 400001.0632 | 400000.8963 | 45792.1162 | 27855.8218 | 20166.7082 | 15897.1115 | 13176.1576 | 11297.5616 | 9891.2846
| 20 | 396729.2034 | 394339.3266 | 392051.1171 | 389889.911 | 386925.8173 | 380551.6707 | 389911.3807 | 400001.4775 | 400002.5999 | 400002.749 | 400002.4003 | 400001.2535 | 400000.3637 | 391140.4833 | 46905.9958 | 28534.5499 | 20654.8531 | 16271.4346 | 13468.3862 | 11418.9486 | 9856.6462
| 25 | 396531.3367 | 394419.9593 | 391806.9286 | 385378.3529 | 378868.4292 | 340342.6227 | 0 | 400001.9803 | 400001.1674 | 400001.1155 | 400002.2866 | 396754.8172 | 353394.4479 | 366141.5061 | 48051.947 | 29208.2284 | 21131.7199 | 16470.068 | 13502.0685 | 10455.7515 | 0
DW_qual=W_in - W_sim | bar: W_sim (kW) DT3 to W_sim (kW) DT13
DW_quant=W_in - (mw_f - mw_f * f_cons * W_sim / mw_f) |  | W_sim (kW) DT11: with f_cons = 0.02
DW_tot=DW_qual+DW_quant | bar: W_sim (kW) DT3 to W_sim (kW) DT13
CT
|  | W_sim (kW) DT3: W_sim (kW) | mw_f | [6 empty] | m_mu_f | [6 empty] | m_mu_in
|  | DT3 | DT5 | DT7 | DT9 | DT11 | DT13 | DT15 | DT3 | DT5 | DT7 | DT9 | DT11 | DT13 | DT15 | DT3 | DT5 | DT7 | DT9 | DT11 | DT13 | DT15 | DT3 | DT5 | DT7 | DT9 | DT11 | DT13 | DT15
NG | 15 | 123903.4486 | 123566.4406 | 123172.4127 | 122790.0121 | 122412.9126 | 122018.0676 | 121628.8549 | 12494.8327 | 7549.0157 | 5435.2193 | 4259.8273 | 3511.4254 | 2994.2199 | 2614.6649 | 197.4221 | 138.8093 | 113.4675 | 99.4906 | 90.824 | 85.1131 | 81.1809 | 196.4935 | 137.8049 | 112.3714 | 98.2905 | 89.5086 | 83.6712 | 79.6022
| 20 | 125699.4516 | 125295.9362 | 124885.3933 | 124469.8419 | 124064.4447 | 123627.8518 | 123226.9276 | 12968.9424 | 7840.089 | 5642.4195 | 4421.7911 | 3644.2982 | 3107.6596 | 2712.464 | 209.0895 | 148.1971 | 121.7488 | 107.1688 | 98.1026 | 92.1306 | 87.9598 | 208.0426 | 147.0519 | 120.491 | 105.7857 | 96.5829 | 90.4627 | 86.1342
| 25 | 126895.7608 | 126464.0146 | 126034.8305 | 125623.1474 | 125149.3717 | 124719.6468 | 124267.0518 | 13412.141 | 8106.4743 | 5831.9335 | 4567.2089 | 3765.8756 | 3208.9355 | 2801.5447 | 219.6024 | 156.6002 | 129.2095 | 114.0577 | 104.7267 | 98.4614 | 94.1489 | 218.4518 | 155.3284 | 127.8034 | 112.5056 | 103.0158 | 96.5821 | 92.0902
COAL | 15 | 400002.5104 | 400006.6012 | 400001.3787 | 400003.974 | 400002.5779 | 400000.4112 | 400000.9131 | 45245.4864 | 27377.6188 | 19748.3937 | 15506.3467 | 12805.3379 | 10940.0473 | 9571.2412 | 714.896 | 503.4148 | 412.2757 | 362.1605 | 331.2147 | 310.9805 | 297.1714 | 711.5336 | 499.7722 | 408.2934 | 357.7921 | 326.4177 | 305.7121 | 291.3925
| 20 | 400003.7111 | 400005.4747 | 400002.5091 | 400003.8436 | 400001.2081 | 400000.5928 | 400000.6596 | 46176.5288 | 27966.0938 | 20165.9218 | 15835.018 | 13076.1369 | 11174.1146 | 9771.9505 | 744.4775 | 528.6311 | 435.1301 | 383.787 | 352.0038 | 331.2722 | 316.8854 | 740.75 | 524.546 | 430.6346 | 378.8339 | 346.5511 | 325.275 | 310.3084
| 25 | 400000.4515 | 400001.4785 | 400000.1617 | 400000.6291 | 400002.085 | 400000.1181 | 400000.2634 | 47173.3499 | 28568.1353 | 20594.255 | 16159.9606 | 13355.2198 | 11403.6236 | 9977.5798 | 772.3935 | 551.8797 | 456.2783 | 403.5672 | 371.4018 | 349.9043 | 335.3083 | 768.3464 | 547.3977 | 451.3131 | 398.0754 | 365.3343 | 343.2258 | 327.9761
DW_qual=W_in - ( (mw_f - m_mu_f + m_mu_in) * (W_sim / mw_f) ) | bar: W_sim (kW) DT3 to W_sim (kW) DT9
DW_quant=W_in - ( (mw_f - m_mu_f) * (W_sim / mw_f) ) | bar: W_sim (kW) DT3 to W_sim (kW) DT9
DW_tot=DW_qual+DW_quant | bar: W_sim (kW) DT3 to W_sim (kW) DT9
COW=COE*DW_tot/W_net |  | W_sim (kW) DT7: with W_net the reference net power electricity = 400000 kW

## _RES_COAL_NG
|  | NG_CT |  | lost $/a | COST OF WATER
| Dtamb_air | DMWh/a | per C |  | NG_CT | NG_once | Coal_CT | Coal_once
[5 empty] | [e/MWh] | [e/MWh] | [e/MWh] | [e/MWh]
DT=3 | 15 | 14645.6803 | 4881.8934 | 1098426.0257 | 0.3688 | 0.65955 | 1.1906 | 2.0914
| 20 | 15165.369 | 5055.123 | 1137402.6778 | 0.38188 | 0.67307 | 1.2152 | 2.1013
| 25 | 15551.7313 | 5183.9104 | 1166379.8492 | 0.39161 | 0.6929 | 1.2344 | 2.1377
DT=5 | 15 | 17040.5288 | 3408.1058 | 1278039.6594 | 0.4291 | 0.80047 | 1.3891 | 2.5198
| 20 | 17771.4161 | 3554.2832 | 1332856.2102 | 0.44751 | 0.82055 | 1.4287 | 2.5406
| 25 | 18338.4697 | 3667.6939 | 1375385.2239 | 0.46179 | 0.82496 | 1.4606 | 2.5256
DT=7 | 15 | 19331.5011 | 2761.643 | 1449862.585 | 0.48679 | 0.94279 | 1.5809 | 2.951
| 20 | 20272.0534 | 2896.0076 | 1520404.0028 | 0.51048 | 0.96209 | 1.635 | 2.9611
| 25 | 21018.2199 | 3002.6028 | 1576366.4924 | 0.52927 | 0.9762 | 1.6798 | 3.0057
DT=9 | 15 | 21611.4199 | 2401.2689 | 1620856.491 | 0.5442 | 1.0791 | 1.7728 | 3.3629
| 20 | 22752.3587 | 2528.0399 | 1706426.9032 | 0.57293 | 1.0961 | 1.8412 | 3.3582
| 25 | 23677.5357 | 2630.8373 | 1775815.178 | 0.59623 | 1.112 | 1.8985 | 4.1872
DT=11 | 15 | 23917.2974 | 2174.2998 | 1793797.3033 | 0.60227 | 1.2084 | 1.968 | 3.7527
| 20 | 25252.9834 | 2295.7258 | 1893973.7559 | 0.6359 | 1.2402 | 2.0502 | 3.9026
| 25 | 26337.8809 | 2394.3528 | 1975341.0694 | 0.66322 | 1.265 | 2.1198 | 4.7745
DT=13 | 15 | 26263.6975 | 2020.2844 | 1969777.3127 | 0.66135 | 1.3501 | 2.1681 | 4.1782
| 20 | 27784.4477 | 2137.2652 | 2083833.5755 | 0.69965 | 1.3793 | 2.2637 | 5.0737
| 25 | 29038.4972 | 2233.7306 | 2177887.2889 | 0.73123 | 1.4046 | 2.3452 | 3.7235
DT=15 | 15 | 28665.6389 | 1911.0426 | 2149922.9156 | 0.72184 | 1.4862 | 2.3739 | 4.7815
| 20 | 30371.7821 | 2024.7855 | 2277883.6585 | 0.7648 | 1.5266 | 2.4826 | 3.3538
| 25 | 31775.4308 | 2118.3621 | 2383157.3135 | 0.80015 | 1.5536 | 2.5756 | #DIV/0!
[5 empty] | LCOE Coal | 75 |  | 1.4388
[5 empty] | LCOE NG | 75 |  | 4.4838
[5 empty] | FACTOR OF SCARCITY | 1
0.50331
[9 empty] | 0.84615 | 0.52917
[9 empty] | 0.80455 | 0.61818
0.7931
0.18881
[9 empty] | 0.33571 | 0.19512
[9 empty] | 0.312 | 0.21053

## Results_DT3
|  | LHV | 30 |  |  |  |  | Dtcond | 3 |  | m_cw_in |  |  | m_mu_in | [11 empty] | 1065.4255 |  |  |  | hours |  | 7446 | [8 empty] | 0.02
[11 empty] | m_cw_f |  |  | m_mu_f | Actual water used
| Dtamb_air | T_water_in | T_water_out | T_out_LPST | P_out_LPST | m_fuel_sim | X_CO2_fg | m_fg_out | m_steam_sim_LPST | W_net_sim | m_Cool_water_sim | W_initial | m_fuel_initial | m_MUwater_initial | Efficiency_temp | Efficiency_noMU_water | Mass_water_tmp | Mass_CW_noMUwater | Mass_CO2_tmp | Mass_CO2_noMUwater | m_fuel_tmp | m_fuel_noMUwater | dm_fuel_tmp | dm_fuel_noMUwater | W_net_ST | W_net_tot_tmp | W_net_tot_noMUwater | dm_fuel_temp* | dm_fuel_tot* | dm_fuel_tot |  | Added CO2 emissions | Added CO2 emissions | Added CO2 emissions | dWqual | dWquant | dW* | dW |  | dWqual | dWquant | dW* | dW*cor
| [C] | [C] | [C] | [C] | [bar] | [kg/s] | [%] | [kg/s] | [kg/s] | [kW] | [kg/s] | [kW] | [kg/s] | [kg/s] | [%] | [%] | [kg/s] | [kg/s] | [kg/s] | [kg/s] | [kg/s] | [kg/s] | [kg/s] | [kg/s] | [kW] | [kW] | [kW] | [ton/a] | [kg/sec] | [ton/a] |  | [kg/sec] | [ton/a] | [relative] | real | real | [kW] | [MWh/a] | [relative] | eq | eq | [kW]
NG_CT | 15 | 15 |  | 26.6732 | 0.035 | 14.8065 | 0.063698 | 642.602 | 72.651 | 400005.4085 | 12494.8327 | 400004.0506 | 14.8065 | 196.4935 | 54.0148 | 53.7517 | 12494.8316 | 12298.3392 | 40.9326 | 41.133 | 14.8065 | 14.8789 | -1.5e-05 | 0.072463 | 123903.4486 | 400005.3984 | 398056.9052 | -0.40208 | 0.072448 | 1942.0121 | 100 | 0.20028 | 5368.6863 | 100 | 0.010173 | 1948.5033 | 1948.5135 | 14508.6313 | 100
|  | 18 |  | 26.6732 | 0.035 | 14.8065 | 0.063698 | 642.602 | 72.651 | 400005.4085 | 12494.8327 | 400004.0506 | 14.8065 | 197.4221 | 54.0136 | 53.7504 | 12493.9031 | 12297.4106 | 40.9335 | 41.1339 | 14.8068 | 14.8793 | 0.000326 | 0.072807 | 123903.4486 | 399996.1904 | 398047.6973 | 8.7386 | 0.073133 | 1960.3739 | 100.9455 | 0.20218 | 5419.4476 | 100.9455 | 9.2181 | 1957.7112 | 1966.9294 | 14645.7561 | 100.9451 | 9.2079 | 1957.7112 | 1966.9192
| 20 | 20 |  | 30.8172 | 0.0445 | 14.7985 | 0.064484 | 634.3644 | 75.0702 | 400004.3597 | 12968.9424 | 400004.3587 | 14.7985 | 208.0426 | 54.044 | 53.7715 | 12968.9424 | 12760.8998 | 40.9066 | 41.1138 | 14.7985 | 14.8735 | 0 | 0.074977 | 125699.4516 | 400004.3597 | 397987.9393 | 0 | 0.074977 | 2009.8035 | 103.4908 | 0.20725 | 5555.5525 | 103.4807 | 7e-06 | 2016.4204 | 2016.4204 | 15014.2661 | 103.4851
|  | 23 |  | 30.8172 | 0.0445 | 14.7985 | 0.064484 | 634.3644 | 75.0702 | 400004.3597 | 12968.9424 | 400004.3587 | 14.7985 | 209.0895 | 54.0426 | 53.7702 | 12967.8956 | 12759.853 | 40.9076 | 41.1149 | 14.7989 | 14.8738 | 0.000375 | 0.075356 | 125699.4516 | 399994.2131 | 397977.7927 | 10.0521 | 0.075731 | 2030.0149 | 104.5315 | 0.20934 | 5611.4214 | 104.5213 | 10.1466 | 2026.567 | 2036.7135 | 15165.369 | 104.5265 | 10.1466 | 2026.567 | 2036.7135
| 25 | 25 |  | 35.2281 | 0.057 | 14.8274 | 0.065114 | 629.4058 | 77.2994 | 400004.6775 | 13412.141 | 400004.6614 | 14.8274 | 218.4518 | 53.9387 | 53.66 | 13412.141 | 13193.6893 | 40.9834 | 41.1963 | 14.8274 | 14.9044 | 0 | 0.077011 | 126895.7608 | 400004.6773 | 397937.8484 | 0 | 0.077011 | 2064.3261 | 106.2983 | 0.21286 | 5705.8287 | 106.2798 | 0.000113 | 2066.8291 | 2066.8292 | 15389.6102 | 106.0721
|  | 28 |  | 35.2281 | 0.057 | 14.8274 | 0.065114 | 629.4058 | 77.2994 | 400004.6775 | 13412.141 | 400004.6614 | 14.8274 | 219.6024 | 53.9372 | 53.6585 | 13410.9904 | 13192.5386 | 40.9845 | 41.1974 | 14.8278 | 14.9048 | 0.000403 | 0.077419 | 126895.7608 | 399993.7908 | 397926.9619 | 10.8027 | 0.077822 | 2086.0654 | 107.4177 | 0.2151 | 5765.9166 | 107.399 | 10.8866 | 2077.7156 | 2088.6022 | 15551.7321 | 107.1895 | 10.8865 | 2077.7156 | 2088.6021
NG_once | 15 | 15 |  | 28.0778 | 0.038 | 14.8177 | 0.063743 | 642.635 | 72.9243 | 400004.2839 | 12557.3659 | 400004.2839 | 14.8177 | 12557.3659 | 53.9738 | 53.64 | 12557.3659 | 12306.2186 | 40.9635 | 41.2184 | 14.8177 | 14.9099 | 0 | 0.092198 | 123675.1399 | 400004.2839 | 397530.7811 | 0 | 0.092198 | 2471.4227 | 127.2609 | 0.25488 | 6832.2258 | 127.2607 | 0 | 2473.5028 | 2473.5028 | 18417.7018 | 126.9431
|  | 18 |  | 31.0132 | 0.045 | 14.8177 | 0.063743 | 642.635 | 73.2441 | 398938.8584 | 12651.8176 | 400004.2839 | 14.8177 | 12557.3659 | 53.83 | 53.4991 | 12651.8176 | 12398.7813 | 41.0729 | 41.3269 | 14.8573 | 14.9492 | 0.039573 | 0.13146 | 122609.7144 | 398938.8584 | 396486.6641 | 1060.778 | 0.17104 | 4584.7226 | 236.0811 | 0.47283 | 12674.4243 | 236.0806 | 1065.4255 | 2452.1943 | 3517.6198 | 26192.197 | 180.5284 | 1065.4255 | 2452.1943 | 3517.6198
| 20 | 20 |  | 33.0527 | 0.0505 | 14.8195 | 0.064559 | 634.5246 | 75.5277 | 400004.4938 | 13073.024 | 400004.4913 | 14.8195 | 13073.0228 | 53.9675 | 53.6294 | 13073.024 | 12811.5635 | 40.9642 | 41.2224 | 14.8195 | 14.9129 | 0 | 0.093417 | 125285.0578 | 400004.4938 | 397498.7926 | 0 | 0.093417 | 2504.0987 | 128.9435 | 0.25823 | 6921.884 | 128.9307 | 0 | 2505.7012 | 2505.7012 | 18657.4508 | 128.5955
|  | 23 |  | 36.0077 | 0.0595 | 14.8195 | 0.064559 | 634.5246 | 75.8636 | 398898.3623 | 13168.6426 | 400004.4913 | 14.8195 | 13073.0228 | 53.8182 | 53.4832 | 13168.6426 | 12905.2697 | 41.0778 | 41.3352 | 14.8606 | 14.9537 | 0.041094 | 0.1342 | 124178.9263 | 398898.3623 | 396414.7838 | 1101.5493 | 0.17529 | 4698.7804 | 241.9542 | 0.48454 | 12988.4708 | 241.9301 | 1106.1315 | 2483.5785 | 3589.71 | 26728.9808 | 184.2281 | 1106.1315 | 2483.5785 | 3589.71
| 25 | 25 |  | 38.0491 | 0.0665 | 14.8571 | 0.065207 | 629.7679 | 77.892 | 400004.8941 | 13546.1433 | 400004.8941 | 14.8571 | 13546.1433 | 53.8308 | 53.4908 | 13546.1433 | 13275.2205 | 41.065 | 41.3261 | 14.8571 | 14.9515 | 0 | 0.094436 | 126323.9981 | 400004.8941 | 397478.4141 | 0 | 0.094436 | 2531.4136 | 130.35 | 0.26102 | 6996.8732 | 130.3275 | 0 | 2526.48 | 2526.48 | 18812.1698 | 129.6619
|  | 28 |  | 41.1516 | 0.0785 | 14.8571 | 0.065207 | 629.7679 | 78.2584 | 398812.0718 | 13647.1554 | 400004.8941 | 14.8571 | 13546.1433 | 53.6703 | 53.3335 | 13647.1554 | 13374.2123 | 41.1879 | 41.448 | 14.9015 | 14.9956 | 0.044437 | 0.13854 | 125131.1758 | 398812.0718 | 396309.4483 | 1191.1604 | 0.18297 | 4904.7279 | 252.5591 | 0.50574 | 13556.7567 | 252.5153 | 1192.8222 | 2502.6235 | 3695.4458 | 27516.2891 | 189.6546 | 1192.8222 | 2502.6235 | 3695.4458
Coal_CT | 15 | 15 |  | 26.6732 | 0.035 | 36.0969 | 0.23863 | 555.2838 | 298.2379 | 400002.5104 | 45245.4864 | 400002.5104 | 36.0969 | 711.5336 | 36.9279 | 36.3471 | 45245.4864 | 44533.9528 | 132.5083 | 134.6254 | 36.0969 | 36.6736 | 0 | 0.57673 | 400002.5104 | 400002.5104 | 393712.044 | 0 | 0.57673 | 15459.6473 | 796.0634 | 2.1171 | 56750.9667 | 1057.0736 | 0 | 6290.4664 | 6290.4664 | 46838.8128 | 322.8341
|  | 18 |  | 26.6732 | 0.035 | 36.0969 | 0.23863 | 555.2838 | 298.2379 | 400002.5104 | 45245.4864 | 400002.5104 | 36.0969 | 714.896 | 36.9251 | 36.3444 | 45242.1239 | 44530.5903 | 132.5181 | 134.6356 | 36.0996 | 36.6764 | 0.002683 | 0.5795 | 400002.5104 | 399972.7839 | 393682.3175 | 71.9194 | 0.58218 | 15605.7914 | 803.5888 | 2.1371 | 57287.4486 | 1067.0664 | 29.7264 | 6320.1928 | 6349.9193 | 47281.499 | 325.8853 | 29.7264 | 6320.1928 | 6349.9193
| 20 | 20 |  | 30.8172 | 0.0445 | 36.3259 | 0.24425 | 545.9302 | 303.2654 | 400003.7111 | 46176.5288 | 400003.7111 | 36.3259 | 740.75 | 36.6952 | 36.1065 | 46176.5288 | 45435.7788 | 133.3419 | 135.5158 | 36.3259 | 36.9181 | 0 | 0.59223 | 400003.7111 | 400003.7111 | 393586.9715 | 0 | 0.59223 | 15875.0805 | 817.4553 | 2.1739 | 58272.8095 | 1085.4203 | 0 | 6416.7396 | 6416.7396 | 47779.0429 | 329.3146
|  | 23 |  | 30.8172 | 0.0445 | 36.3259 | 0.24425 | 545.9302 | 303.2654 | 400003.7111 | 46176.5288 | 400003.7111 | 36.3259 | 744.4775 | 36.6922 | 36.1036 | 46172.8014 | 45432.0513 | 133.3527 | 135.5269 | 36.3288 | 36.9212 | 0.002933 | 0.59526 | 400003.7111 | 399971.4223 | 393554.6827 | 78.6208 | 0.59819 | 16034.8687 | 825.6832 | 2.1958 | 58859.3455 | 1096.3454 | 32.2888 | 6449.0284 | 6481.3171 | 48259.8873 | 332.6288 | 32.2888 | 6449.0283 | 6481.3171
| 25 | 25 |  | 35.2281 | 0.057 | 36.592 | 0.25025 | 536.7128 | 308.7479 | 400000.4515 | 47173.3499 | 400000.4515 | 36.592 | 768.3464 | 36.4281 | 35.8347 | 47173.3499 | 46405.0035 | 134.3112 | 136.5351 | 36.592 | 37.1978 | 0 | 0.60587 | 400000.4515 | 400000.4515 | 393485.3552 | 0 | 0.60587 | 16240.6553 | 836.2798 | 2.2238 | 59611.5351 | 1110.3561 | 0 | 6515.0963 | 6515.0963 | 48511.407 | 334.3624
|  | 28 |  | 35.2281 | 0.057 | 36.592 | 0.25025 | 536.7128 | 308.7479 | 400000.4515 | 47173.3499 | 400000.4515 | 36.592 | 772.3935 | 36.4249 | 35.8316 | 47169.3029 | 46400.9565 | 134.3228 | 136.547 | 36.5951 | 37.2011 | 0.00314 | 0.60911 | 400000.4515 | 399966.135 | 393451.0387 | 84.1696 | 0.61225 | 16411.7822 | 845.0917 | 2.2473 | 60239.6588 | 1122.0558 | 34.3165 | 6549.4128 | 6583.7294 | 49022.4488 | 337.8847 | 34.3165 | 6549.4128 | 6583.7294
Coal_once | 15 | 15 |  | 28.0778 | 0.038 | 36.1962 | 0.23924 | 555.383 | 299.6809 | 400002.0575 | 45504.8289 | 400002.0575 | 36.1962 | 0 | 36.8265 | 36.09 | 45504.8289 | 44594.7324 | 132.872 | 135.5837 | 36.1962 | 36.9349 | 0 | 0.7387 | 400002.0575 | 400002.0575 | 392002.0163 | 0 | 0.7387 | 19801.2431 | 1019.6251 | 2.7117 | 72688.0875 | 1353.9269 | 0 | 8000.0411 | 8000.0411 | 59568.3064 | 410.5715
|  | 18 |  | 31.0132 | 0.045 | 36.1962 | 0.23924 | 555.383 | 300.8122 | 396783.6635 | 45792.1162 | 400002.0575 | 36.1962 | 0 | 36.5302 | 35.7996 | 45792.1162 | 44876.2738 | 133.9498 | 136.6835 | 36.4898 | 37.2345 | 0.29359 | 1.0383 | 396783.6635 | 396783.6635 | 388847.9902 | 7869.9901 | 1.3319 | 35701.8157 | 1838.3931 | 4.8892 | 131057.262 | 2441.1421 | 3218.394 | 7935.6733 | 11154.0672 | 83053.1846 | 572.4398 | 3218.394 | 7935.6733 | 11154.0672
| 20 | 20 |  | 33.0527 | 0.0505 | 36.5031 | 0.24536 | 546.1074 | 305.7675 | 400001.4775 | 46622.5319 | 400001.4775 | 36.5031 | 0 | 36.5168 | 35.7865 | 46622.5319 | 45690.0812 | 133.9911 | 136.7256 | 36.5031 | 37.2481 | 0 | 0.74496 | 400001.4775 | 400001.4775 | 392001.4479 | 0 | 0.74496 | 19969.1266 | 1028.2699 | 2.7345 | 73300.3202 | 1365.3307 | 0 | 8000.0295 | 8000.0295 | 59568.22 | 410.5709
|  | 23 |  | 36.0077 | 0.0595 | 36.5031 | 0.24536 | 546.1074 | 306.937 | 396729.2034 | 46905.9958 | 400001.4775 | 36.5031 | 0 | 36.2181 | 35.4938 | 46905.9958 | 45967.8759 | 135.0963 | 137.8534 | 36.8042 | 37.5553 | 0.30108 | 1.0522 | 396729.2034 | 396729.2034 | 388794.6194 | 8070.6837 | 1.3533 | 36275.2143 | 1867.9191 | 4.9674 | 133154.7884 | 2480.2117 | 3272.274 | 7934.5841 | 11206.8581 | 83446.2653 | 575.1491 | 3272.274 | 7934.5841 | 11206.8581 | 11205.8321
| 25 | 25 |  | 38.0491 | 0.0665 | 36.8281 | 0.25175 | 536.9489 | 312.0621 | 400001.9803 | 47758.6456 | 400001.9803 | 36.8281 | 0 | 36.1946 | 35.4707 | 47758.6456 | 46803.4727 | 135.1764 | 137.9351 | 36.8281 | 37.5797 | 0 | 0.75159 | 400001.9803 | 400001.9803 | 392001.9407 | 0 | 0.75159 | 20146.9281 | 1037.4255 | 2.7587 | 73948.6464 | 1377.4067 | 0 | 8000.0396 | 8000.0396 | 59568.2949 | 410.5714
|  | 28 |  | 41.1516 | 0.0785 | 36.8281 | 0.25175 | 536.9489 | 313.3238 | 396531.3367 | 48051.947 | 400001.9803 | 36.8281 | 0 | 35.8806 | 35.163 | 48051.947 | 47090.908 | 136.3595 | 139.1423 | 37.1504 | 37.9086 | 0.32234 | 1.0805 | 396531.3367 | 396531.3367 | 388600.71 | 8640.4635 | 1.4028 | 37604.1823 | 1936.3516 | 5.1491 | 138024.932 | 2570.9256 | 3470.6436 | 7930.6267 | 11401.2704 | 84893.8592 | 585.1266 | 3470.6436 | 7930.6267 | 11401.2704 | 11401.3475
252.3268
from simulations directly
Note on AJ4: Microsoft Office User: Real means W_in_sim-Wfin_sim. because W_in_sim is different than W_in.
Note on AK4: Microsoft Office User: Real means W_in_sim-Wfin_sim. because W_in_sim is different than W_in.

## Results_DT5
|  | LHV | 30 |  |  |  |  | Dtcond | 5 |  | m_cw_in |  |  | m_mu_in | [15 empty] | hours |  | 7446 | [8 empty] | 0.02
[11 empty] | m_cw_f |  |  | m_mu_f | Actual water used
| Dtamb_air | T_water_in | T_water_out | T_out_LPST | P_out_LPST | m_fuel_sim | X_CO2_fg | m_fg_out | m_steam_sim_LPST | W_net_sim | m_Cool_water_sim | W_initial | m_fuel_initial | m_MUwater_initial | Efficiency_temp | Efficiency_noMU_water | Mass_water_tmp | Mass_CW_noMUwater | Mass_CO2_tmp | Mass_CO2_noMUwater | m_fuel_tmp | m_fuel_noMUwater | dm_fuel_tmp | dm_fuel_noMUwater | W_net_ST | W_net_tot_tmp | W_net_tot_noMUwater | dm_fuel_temp* | dm_fuel_tot* | dm_fuel_tot |  | Added CO2 emissions | Added CO2 emissions | Added CO2 emissions | dWqual | dWquant | dW* | dW |  | dWqual | dWquant | dW* | dW*cor
| [C] | [C] | [C] | [C] | [bar] | [kg/s] | [%] | [kg/s] | [kg/s] | [kW] | [kg/s] | [kW] | [kg/s] | [kg/s] | [%] | [%] | [kg/s] | [kg/s] | [kg/s] | [kg/s] | [kg/s] | [kg/s] | [kg/s] | [kg/s] | [kW] | [kW] | [kW] | [ton/a] | [kg/sec] | [ton/a] |  | [kg/sec] | [ton/a] | [relative] | real | real | [kW] | [MWh/a] | [relative] | eq | eq | [kW]
NG_CT | 15 | 15 |  | 28.5246 | 0.039 | 14.8231 | 0.063764 | 642.6508 | 73.0307 | 400003.9954 | 7549.0157 | 400003.9937 | 14.8231 | 137.8049 | 53.9542 | 53.65 | 7549.0157 | 7411.2108 | 40.9782 | 41.2106 | 14.8231 | 14.9071 | 0 | 0.084063 | 123566.4406 | 400003.9953 | 397748.3284 | 0 | 0.084063 | 2253.3592 | 100 | 0.23239 | 6229.346 | 100 | 1.5e-05 | 2255.667 | 2255.667 | 16795.6964 | 100
|  | 20 |  | 28.5246 | 0.039 | 14.8231 | 0.063764 | 642.6508 | 73.0307 | 400003.9954 | 7549.0157 | 400003.9937 | 14.8231 | 138.8093 | 53.952 | 53.6478 | 7548.0113 | 7410.2064 | 40.9799 | 41.2123 | 14.8237 | 14.9078 | 0.000609 | 0.084679 | 123566.4406 | 399987.5548 | 397731.8879 | 16.3246 | 0.085288 | 2286.196 | 101.4572 | 0.23578 | 6320.1225 | 101.4572 | 16.4406 | 2272.1075 | 2288.5481 | 17040.5289 | 101.4577 | 16.4405 | 2272.1075 | 2288.5481
| 20 | 20 |  | 32.8755 | 0.05 | 14.8189 | 0.064557 | 634.5205 | 75.5023 | 400004.6475 | 7840.089 | 400004.6374 | 14.8189 | 147.0519 | 53.9695 | 53.6524 | 7840.089 | 7693.0371 | 40.9627 | 41.2048 | 14.8189 | 14.9065 | 0 | 0.087578 | 125295.9362 | 400004.6474 | 397654.5457 | 0 | 0.087578 | 2347.5808 | 104.1814 | 0.24208 | 6489.2282 | 104.1719 | 8.6e-05 | 2350.1017 | 2350.1018 | 17498.8582 | 104.1866
|  | 25 |  | 32.8755 | 0.05 | 14.8189 | 0.064557 | 634.5205 | 75.5023 | 400004.6475 | 7840.089 | 400004.6374 | 14.8189 | 148.1971 | 53.967 | 53.6499 | 7838.9437 | 7691.8918 | 40.9646 | 41.2067 | 14.8196 | 14.9072 | 0.000678 | 0.088264 | 125295.9362 | 399986.3451 | 397636.2434 | 18.1742 | 0.088942 | 2384.1437 | 105.804 | 0.24586 | 6590.2959 | 105.7943 | 18.3024 | 2368.4041 | 2386.7065 | 17771.4166 | 105.8093 | 18.3023 | 2368.4041 | 2386.7064
| 25 | 25 |  | 37.2848 | 0.0638 | 14.8498 | 0.065184 | 629.6789 | 77.7375 | 400004.3979 | 8106.4743 | 400004.3979 | 14.8498 | 155.3284 | 53.8572 | 53.531 | 8106.4743 | 7951.1459 | 41.045 | 41.2951 | 14.8498 | 14.9403 | 0 | 0.090507 | 126464.0146 | 400004.3979 | 397581.2173 | 0 | 0.090507 | 2426.0944 | 107.6657 | 0.25016 | 6705.7504 | 107.6477 | 0 | 2423.1806 | 2423.1806 | 18043.0026 | 107.4263
|  | 30 |  | 37.2848 | 0.0638 | 14.8498 | 0.065184 | 629.6789 | 77.7375 | 400004.3979 | 8106.4743 | 400004.3979 | 14.8498 | 156.6002 | 53.8546 | 53.5283 | 8105.2025 | 7949.8741 | 41.047 | 41.2972 | 14.8505 | 14.941 | 0.000737 | 0.091252 | 126464.0146 | 399984.5572 | 397561.3766 | 19.7557 | 0.091989 | 2465.8203 | 109.4286 | 0.25426 | 6815.5532 | 109.4104 | 19.8407 | 2443.0212 | 2462.8619 | 18338.4697 | 109.1855 | 19.8407 | 2443.0212 | 2462.8619
NG_once | 15 | 15 |  | 30.0545 | 0.0426 | 14.8363 | 0.063817 | 642.6895 | 73.3407 | 400001.0807 | 7591.9184 | 400001.0807 | 14.8363 | 7591.9184 | 53.9059 | 53.5736 | 7591.9184 | 7440.08 | 41.0144 | 41.2688 | 14.8363 | 14.9283 | 0 | 0.09203 | 123296.3237 | 400001.0807 | 397535.1543 | 0 | 0.09203 | 2466.9194 | 109.4774 | 0.25441 | 6819.7391 | 109.4776 | 0 | 2465.9265 | 2465.9265 | 18361.2885 | 109.3214
|  | 20 |  | 35.1006 | 0.0566 | 14.8363 | 0.063817 | 642.6895 | 73.8969 | 398161.0122 | 7688.5896 | 400001.0807 | 14.8363 | 7591.9184 | 53.6579 | 53.3305 | 7688.5896 | 7534.8178 | 41.2039 | 41.4569 | 14.9048 | 14.9963 | 0.068565 | 0.16006 | 121456.2552 | 398161.0122 | 395731.8871 | 1837.926 | 0.22862 | 6128.2963 | 271.9627 | 0.63201 | 16941.5272 | 271.9632 | 1840.0685 | 2429.1251 | 4269.1936 | 31788.4156 | 189.2652 | 1840.0685 | 2429.1251 | 4269.1936
| 20 | 20 |  | 35.0686 | 0.0565 | 14.8404 | 0.064633 | 634.6843 | 75.9626 | 400002.1389 | 7903.3114 | 400002.1389 | 14.8404 | 7903.3114 | 53.8911 | 53.5547 | 7903.3114 | 7745.2452 | 41.0216 | 41.2794 | 14.8404 | 14.9336 | 0 | 0.093237 | 124869.5179 | 400002.1389 | 397504.7486 | 0 | 0.093237 | 2499.2737 | 110.9132 | 0.25772 | 6908.4586 | 110.9018 | 0 | 2497.3904 | 2497.3904 | 18595.5686 | 110.7163
|  | 25 |  | 40.1659 | 0.0745 | 14.8404 | 0.064633 | 634.6843 | 76.549 | 398084.921 | 8001.8286 | 400002.1389 | 14.8404 | 7903.3114 | 53.6328 | 53.3015 | 8001.8286 | 7841.792 | 41.2192 | 41.4754 | 14.9118 | 15.0045 | 0.071473 | 0.16416 | 122952.3 | 398084.921 | 395625.875 | 1915.8766 | 0.23563 | 6316.2571 | 280.3041 | 0.65133 | 17459.3125 | 280.2752 | 1917.218 | 2459.046 | 4376.264 | 32585.6616 | 194.012 | 1917.218 | 2459.046 | 4376.264
| 25 | 25 |  | 40.0395 | 0.074 | 14.8798 | 0.065277 | 630.0444 | 78.3287 | 400001.4658 | 8187.0442 | 400001.4658 | 14.8798 | 8187.0442 | 53.7483 | 53.41 | 8187.0442 | 8023.3033 | 41.1274 | 41.3879 | 14.8798 | 14.974 | 0 | 0.094249 | 125883.7128 | 400001.4658 | 397483.7915 | 0 | 0.094249 | 2526.401 | 112.1171 | 0.2605 | 6982.9229 | 112.0972 | 0 | 2517.6743 | 2517.6743 | 18746.6025 | 111.6155
|  | 30 |  | 45.0114 | 0.096 | 14.8798 | 0.065277 | 630.0444 | 78.9228 | 398080.9669 | 8284.1502 | 400001.4658 | 14.8798 | 8187.0442 | 53.4903 | 53.1571 | 8284.1502 | 8118.4672 | 41.3258 | 41.5848 | 14.9516 | 15.0453 | 0.071786 | 0.16549 | 123963.2139 | 398080.9669 | 395601.7027 | 1924.2668 | 0.23727 | 6360.2719 | 282.2574 | 0.65582 | 17579.6672 | 282.2073 | 1920.4988 | 2479.2643 | 4399.7631 | 32760.6359 | 195.0538 | 1920.4988 | 2479.2643 | 4399.7631
Coal_CT | 15 | 15 |  | 28.5246 | 0.039 | 36.2531 | 0.2396 | 555.44 | 300.3725 | 400006.6012 | 27377.6188 | 400006.6012 | 36.2531 | 499.7722 | 36.7691 | 36.0979 | 27377.6188 | 26877.8466 | 133.0806 | 135.5552 | 36.2531 | 36.9272 | 0 | 0.6741 | 400006.6012 | 400006.6012 | 392704.5718 | 0 | 0.6741 | 18069.6013 | 801.8962 | 2.4745 | 66331.2265 | 1064.8185 | 0 | 7302.0294 | 7302.0294 | 54370.911 | 323.7193
|  | 20 |  | 28.5246 | 0.039 | 36.2531 | 0.2396 | 555.44 | 300.3725 | 400006.6012 | 27377.6188 | 400006.6012 | 36.2531 | 503.4148 | 36.7642 | 36.093 | 27373.9762 | 26874.204 | 133.0983 | 135.5735 | 36.2579 | 36.9322 | 0.004824 | 0.6791 | 400006.6012 | 399953.3801 | 392651.3507 | 129.3102 | 0.68393 | 18333.0736 | 813.5886 | 2.5106 | 67298.3999 | 1080.3446 | 53.2211 | 7355.2505 | 7408.4716 | 55163.4796 | 328.4382 | 53.2211 | 7355.2505 | 7408.4716
| 20 | 20 |  | 32.8755 | 0.05 | 36.5039 | 0.24536 | 546.1083 | 305.7053 | 400005.4747 | 27966.0938 | 400005.4747 | 36.5039 | 524.546 | 36.5164 | 35.8315 | 27966.0938 | 27441.5478 | 133.9942 | 136.5555 | 36.5039 | 37.2017 | 0 | 0.69777 | 400005.4747 | 400005.4747 | 392502.772 | 0 | 0.69777 | 18704.2507 | 830.0608 | 2.5613 | 68657.2911 | 1102.1589 | 0 | 7502.7028 | 7502.7028 | 55865.1247 | 332.6157
|  | 25 |  | 32.8755 | 0.05 | 36.5039 | 0.24536 | 546.1083 | 305.7053 | 400005.4747 | 27966.0938 | 400005.4747 | 36.5039 | 528.6311 | 36.511 | 35.8261 | 27962.0087 | 27437.4627 | 134.0138 | 136.5758 | 36.5093 | 37.2073 | 0.005333 | 0.70331 | 400005.4747 | 399947.0446 | 392444.3418 | 142.9543 | 0.70865 | 18995.6812 | 842.9939 | 2.6012 | 69727.0387 | 1119.3316 | 58.4301 | 7561.1329 | 7619.563 | 56735.2664 | 337.7965 | 58.4301 | 7561.1329 | 7619.563
| 25 | 25 |  | 37.2848 | 0.0638 | 36.7734 | 0.2514 | 536.8942 | 311.2478 | 400001.4785 | 28568.1353 | 400001.4785 | 36.7734 | 547.3977 | 36.2484 | 35.5538 | 28568.1353 | 28020.7376 | 134.9761 | 137.6129 | 36.7734 | 37.4918 | 0 | 0.71839 | 400001.4785 | 400001.4785 | 392336.9989 | 0 | 0.71839 | 19256.7678 | 854.5805 | 2.6368 | 70681.6536 | 1134.6561 | 0 | 7664.4796 | 7664.4796 | 57069.7154 | 339.7877
|  | 30 |  | 37.2848 | 0.0638 | 36.7734 | 0.2514 | 536.8942 | 311.2478 | 400001.4785 | 28568.1353 | 400001.4785 | 36.7734 | 551.8797 | 36.2427 | 35.5482 | 28563.6533 | 28016.2556 | 134.9973 | 137.6349 | 36.7792 | 37.4978 | 0.00577 | 0.72438 | 400001.4785 | 399938.723 | 392274.2433 | 154.6683 | 0.73015 | 19572.1893 | 868.5783 | 2.68 | 71839.403 | 1153.2415 | 62.7555 | 7727.2352 | 7789.9907 | 58004.2709 | 345.352 | 62.7555 | 7727.2352 | 7789.9907
Coal_once | 15 | 15 |  | 30.0545 | 0.0426 | 36.375 | 0.24035 | 555.5618 | 302.0779 | 400001.1925 | 27562.8922 | 400001.1925 | 36.375 | 0 | 36.6454 | 35.9125 | 27562.8922 | 27011.6344 | 133.5271 | 136.2521 | 36.375 | 37.1173 | 0 | 0.74235 | 400001.1925 | 400001.1925 | 392001.1687 | 0 | 0.74235 | 19899.0567 | 883.0841 | 2.725 | 73046.4237 | 1172.6179 | 0 | 8000.0238 | 8000.0238 | 59568.1776 | 354.6633
|  | 20 |  | 35.1006 | 0.0566 | 36.375 | 0.24035 | 555.5618 | 304.0485 | 394451.3248 | 27855.8218 | 400001.1925 | 36.375 | 0 | 36.137 | 35.4143 | 27855.8218 | 27298.7054 | 135.4058 | 138.1692 | 36.8868 | 37.6396 | 0.51179 | 1.2646 | 394451.3248 | 394451.3248 | 386562.2983 | 13718.838 | 1.7764 | 47616.7173 | 2113.1437 | 6.5208 | 174793.7578 | 2805.9729 | 5549.8677 | 7889.0265 | 13438.8942 | 100066.0063 | 595.7836 | 5549.8677 | 7889.0265 | 13438.8942
| 20 | 20 |  | 35.0686 | 0.0565 | 36.69 | 0.24653 | 546.2943 | 308.2856 | 400002.5999 | 28243.4531 | 400002.5999 | 36.69 | 0 | 36.331 | 35.6043 | 28243.4531 | 27678.5841 | 134.6758 | 137.4242 | 36.69 | 37.4387 | 0 | 0.74877 | 400002.5999 | 400002.5999 | 392002.5479 | 0 | 0.74877 | 20071.3631 | 890.7308 | 2.7485 | 73674.7964 | 1182.7052 | 0 | 8000.052 | 8000.052 | 59568.3872 | 354.6646
|  | 25 |  | 40.1659 | 0.0745 | 36.69 | 0.24653 | 546.2943 | 310.3307 | 394339.3266 | 28534.5499 | 400002.5999 | 36.69 | 0 | 35.8166 | 35.1003 | 28534.5499 | 27963.8589 | 136.6099 | 139.3979 | 37.2169 | 37.9764 | 0.52692 | 1.2864 | 394339.3266 | 394339.3266 | 386452.5401 | 14124.4068 | 1.8134 | 48608.4173 | 2157.1536 | 6.6562 | 178424.1169 | 2864.2512 | 5663.2733 | 7886.7865 | 13550.0598 | 100893.7452 | 600.7119 | 5663.2733 | 7886.7865 | 13550.0598 | 13548.9385
| 25 | 25 |  | 40.0395 | 0.074 | 37.0169 | 0.25295 | 537.1377 | 314.6211 | 400001.1674 | 28926.8972 | 400001.1674 | 37.0169 | 0 | 36.0099 | 35.2897 | 28926.8972 | 28348.3592 | 135.8682 | 138.641 | 37.0169 | 37.7724 | 0 | 0.75545 | 400001.1674 | 400001.1674 | 392001.1441 | 0 | 0.75545 | 20250.2101 | 898.6677 | 2.7728 | 74326.9145 | 1193.1736 | 0 | 8000.0233 | 8000.0233 | 59568.1739 | 354.6633
|  | 30 |  | 45.0114 | 0.096 | 37.0169 | 0.25295 | 537.1377 | 316.6701 | 394419.9593 | 29208.2284 | 400001.1674 | 37.0169 | 0 | 35.5075 | 34.7973 | 29208.2284 | 28624.0638 | 137.7908 | 140.6028 | 37.5407 | 38.3069 | 0.5238 | 1.2899 | 394419.9593 | 394419.9593 | 386531.5601 | 14040.9073 | 1.8137 | 48618.5766 | 2157.6044 | 6.6572 | 178450.9279 | 2864.6816 | 5581.2082 | 7888.3992 | 13469.6074 | 100294.6964 | 597.1452 | 5581.2082 | 7888.3992 | 13469.6074 | 13469.6324
31.3655
from simulations directly

## Results_DT7
|  | LHV | 30 |  |  |  |  | Dtcond | 7 |  | m_cw_in |  |  | m_mu_in | [15 empty] | hours |  | 7446 | [8 empty] | 0.02
[11 empty] | m_cw_f |  |  | m_mu_f | Actual water used
| Dtamb_air | T_water_in | T_water_out | T_out_LPST | P_out_LPST | m_fuel_sim | X_CO2_fg | m_fg_out | m_steam_sim_LPST | W_net_sim | m_Cool_water_sim | W_initial | m_fuel_initial | m_MUwater_initial | Efficiency_temp | Efficiency_noMU_water | Mass_water_tmp | Mass_CW_noMUwater | Mass_CO2_tmp | Mass_CO2_noMUwater | m_fuel_tmp | m_fuel_noMUwater | dm_fuel_tmp | dm_fuel_noMUwater | W_net_ST | W_net_tot_tmp | W_net_tot_noMUwater | dm_fuel_temp* | dm_fuel_tot* | dm_fuel_tot |  | Added CO2 emissions | Added CO2 emissions | Added CO2 emissions | dWqual | dWquant | dW* | dW |  | dWqual | dWquant | dW* | dW*cor
| [C] | [C] | [C] | [C] | [bar] | [kg/s] | [%] | [kg/s] | [kg/s] | [kW] | [kg/s] | [kW] | [kg/s] | [kg/s] | [%] | [%] | [kg/s] | [kg/s] | [kg/s] | [kg/s] | [kg/s] | [kg/s] | [kg/s] | [kg/s] | [kW] | [kW] | [kW] | [ton/a] | [kg/sec] | [ton/a] |  | [kg/sec] | [ton/a] | [relative] | real | real | [kW] | [MWh/a] | [relative] | eq | eq | [kW]
NG_CT | 15 | 15 |  | 30.6193 | 0.044 | 14.8425 | 0.063842 | 642.7079 | 73.4705 | 400003.8191 | 5435.2193 | 400003.6914 | 14.8425 | 112.3714 | 53.8835 | 53.5405 | 5435.2193 | 5322.8479 | 41.0315 | 41.2944 | 14.8425 | 14.9376 | -1e-06 | 0.095096 | 123172.4127 | 400003.8179 | 397457.2683 | -0.026806 | 0.095095 | 2549.0785 | 100 | 0.26289 | 7046.8612 | 100 | 0.001188 | 2546.5508 | 2546.552 | 18961.6263 | 100
|  | 22 |  | 30.6193 | 0.044 | 14.8425 | 0.063842 | 642.7079 | 73.4705 | 400003.8191 | 5435.2193 | 400003.6914 | 14.8425 | 113.4675 | 53.8802 | 53.5372 | 5434.1232 | 5321.7518 | 41.0341 | 41.297 | 14.8434 | 14.9385 | 0.00092 | 0.09603 | 123172.4127 | 399978.9802 | 397432.4306 | 24.6612 | 0.09695 | 2598.8029 | 101.9507 | 0.26802 | 7184.3229 | 101.9507 | 24.8389 | 2571.3886 | 2596.2275 | 19331.5098 | 101.9507 | 24.8377 | 2571.3886 | 2596.2263
| 20 | 20 |  | 34.9079 | 0.056 | 14.8397 | 0.064631 | 634.6792 | 75.9376 | 400004.6802 | 5642.4195 | 400004.682 | 14.8397 | 120.491 | 53.8939 | 53.5346 | 5642.4195 | 5521.9285 | 41.0198 | 41.2951 | 14.8397 | 14.9393 | 0 | 0.099602 | 124885.3933 | 400004.6803 | 397337.817 | 0 | 0.099602 | 2669.8914 | 104.7395 | 0.27532 | 7380.125 | 104.7293 | -1.7e-05 | 2666.8632 | 2666.8632 | 19857.4636 | 104.7245
|  | 27 |  | 34.9079 | 0.056 | 14.8397 | 0.064631 | 634.6792 | 75.9376 | 400004.6802 | 5642.4195 | 400004.682 | 14.8397 | 121.7488 | 53.8902 | 53.5309 | 5641.1616 | 5520.6707 | 41.0226 | 41.298 | 14.8407 | 14.9403 | 0.001033 | 0.10065 | 124885.3933 | 399976.8405 | 397309.9772 | 27.6902 | 0.10168 | 2725.6202 | 106.9257 | 0.28107 | 7534.1709 | 106.9153 | 27.8397 | 2694.703 | 2722.5427 | 20272.0533 | 106.9109 | 27.8398 | 2694.703 | 2722.5428
| 25 | 25 |  | 39.2652 | 0.071 | 14.8719 | 0.065253 | 629.9487 | 78.1671 | 400001.3959 | 5831.9335 | 400001.3958 | 14.8719 | 127.8034 | 53.7767 | 53.4054 | 5831.9335 | 5704.1301 | 41.1058 | 41.3916 | 14.8719 | 14.9753 | 0 | 0.1034 | 126034.8305 | 400001.3959 | 397239.416 | 0 | 0.1034 | 2771.8063 | 108.7376 | 0.28581 | 7661.28 | 108.719 | 0 | 2761.9799 | 2761.9799 | 20565.702 | 108.4596
|  | 32 |  | 39.2652 | 0.071 | 14.8719 | 0.065253 | 629.9487 | 78.1671 | 400001.3959 | 5831.9335 | 400001.3958 | 14.8719 | 129.2095 | 53.7726 | 53.4013 | 5830.5274 | 5702.724 | 41.1089 | 41.3948 | 14.8731 | 14.9765 | 0.00113 | 0.10455 | 126034.8305 | 399971.0092 | 397209.0294 | 30.2903 | 0.10568 | 2832.789 | 111.1299 | 0.2921 | 7829.8365 | 111.111 | 30.3866 | 2792.3665 | 2822.7531 | 21018.2197 | 110.8461 | 30.3866 | 2792.3665 | 2822.7531
NG_once | 15 | 15 |  | 32.0028 | 0.0476 | 14.8548 | 0.063891 | 642.7441 | 73.7565 | 400003.9029 | 5463.5983 | 400003.9029 | 14.8548 | 5463.5983 | 53.839 | 53.5081 | 5463.5983 | 5354.3264 | 41.0653 | 41.3192 | 14.8548 | 14.9467 | 0 | 0.091864 | 122923.3679 | 400003.9029 | 397545.4355 | 0 | 0.091864 | 2462.4696 | 96.6023 | 0.25395 | 6807.401 | 96.6019 | 0 | 2458.4674 | 2458.4674 | 18305.7479 | 96.541
|  | 22 |  | 39.1599 | 0.0706 | 14.8548 | 0.063891 | 642.7441 | 74.5547 | 397381.6943 | 5561.068 | 400003.9029 | 14.8548 | 5463.5983 | 53.486 | 53.1622 | 5561.068 | 5449.8467 | 41.3363 | 41.5881 | 14.9528 | 15.0439 | 0.098023 | 0.18911 | 120301.1593 | 397381.6943 | 394975.6711 | 2627.5653 | 0.28713 | 7696.7455 | 301.9423 | 0.79377 | 21277.3519 | 301.9408 | 2622.2085 | 2406.0232 | 5028.2317 | 37440.2133 | 197.4525 | 2622.2085 | 2406.0232 | 5028.2317
| 20 | 20 |  | 37.053 | 0.063 | 14.8612 | 0.064707 | 634.8434 | 76.3959 | 400003.8185 | 5687.3667 | 400003.8185 | 14.8612 | 5687.3667 | 53.8158 | 53.481 | 5687.3667 | 5573.6194 | 41.0788 | 41.3361 | 14.8612 | 14.9543 | 0 | 0.093059 | 124459.6335 | 400003.8185 | 397514.6258 | 0 | 0.093059 | 2494.5023 | 97.859 | 0.25723 | 6895.2195 | 97.8481 | 0 | 2489.1927 | 2489.1927 | 18534.5286 | 97.7476
|  | 27 |  | 44.1861 | 0.092 | 14.8612 | 0.064707 | 634.8434 | 77.2261 | 397307.9704 | 5785.648 | 400003.8185 | 14.8612 | 5687.3667 | 53.4531 | 53.1255 | 5785.648 | 5669.9351 | 41.3576 | 41.6126 | 14.962 | 15.0543 | 0.10084 | 0.19311 | 121763.7854 | 397307.9704 | 394872.6947 | 2702.9963 | 0.29395 | 7879.4793 | 309.1109 | 0.81252 | 21780.1918 | 309.0765 | 2695.848 | 2435.2757 | 5131.1237 | 38206.3474 | 201.493 | 2695.848 | 2435.2757 | 5131.1237
| 25 | 25 |  | 42.0255 | 0.0822 | 14.9027 | 0.065348 | 630.3235 | 78.7696 | 400002.0307 | 5890.5007 | 400002.0307 | 14.9027 | 5890.5007 | 53.6658 | 53.3293 | 5890.5007 | 5772.6907 | 41.1903 | 41.4503 | 14.9027 | 14.9967 | 0 | 0.094062 | 125443.3987 | 400002.0307 | 397493.1627 | 0 | 0.094062 | 2521.3883 | 98.9137 | 0.25998 | 6969.0188 | 98.8954 | 0 | 2508.868 | 2508.868 | 18681.0309 | 98.5202
|  | 32 |  | 49.1168 | 0.1182 | 14.9027 | 0.065348 | 630.3235 | 79.6271 | 397249.46 | 5989.2891 | 400002.0307 | 14.9027 | 5890.5007 | 53.2966 | 52.9673 | 5989.2891 | 5869.5033 | 41.4757 | 41.7335 | 15.0059 | 15.0992 | 0.10326 | 0.19653 | 122690.828 | 397249.46 | 394795.6435 | 2767.9999 | 0.29979 | 8036.1044 | 315.2553 | 0.82861 | 22211.4784 | 315.1968 | 2752.5707 | 2453.8166 | 5206.3872 | 38766.7594 | 204.4485 | 2752.5707 | 2453.8166 | 5206.3872
Coal_CT | 15 | 15 |  | 30.6193 | 0.044 | 36.4382 | 0.24074 | 555.6251 | 302.8762 | 400001.3787 | 19748.3937 | 400001.3787 | 36.4382 | 408.2934 | 36.5819 | 35.8255 | 19748.3937 | 19340.1003 | 133.7588 | 136.5826 | 36.4382 | 37.2075 | 0 | 0.76926 | 400001.3787 | 400001.3787 | 391731.4438 | 0 | 0.76926 | 20620.3686 | 808.9342 | 2.8238 | 75694.122 | 1074.1537 | 0 | 8269.9349 | 8269.9349 | 61577.9354 | 324.7503
|  | 22 |  | 30.6193 | 0.044 | 36.4382 | 0.24074 | 555.6251 | 302.8762 | 400001.3787 | 19748.3937 | 400001.3787 | 36.4382 | 412.2757 | 36.5745 | 35.8182 | 19744.4114 | 19336.118 | 133.7858 | 136.6107 | 36.4456 | 37.2151 | 0.007349 | 0.77692 | 400001.3787 | 399920.7181 | 391650.7832 | 196.9944 | 0.78427 | 21022.7743 | 824.7205 | 2.8789 | 77171.2897 | 1095.1158 | 80.6605 | 8350.5955 | 8431.256 | 62779.1322 | 331.0852 | 80.6605 | 8350.5955 | 8431.256
| 20 | 20 |  | 34.9079 | 0.056 | 36.6872 | 0.24651 | 546.2916 | 308.1962 | 400002.5091 | 20165.9218 | 400002.5091 | 36.6872 | 430.6346 | 36.3337 | 35.5578 | 20165.9218 | 19735.2872 | 134.6657 | 137.6041 | 36.6872 | 37.4877 | 0 | 0.80053 | 400002.5091 | 400002.5091 | 391460.6268 | 0 | 0.80053 | 21458.821 | 841.8266 | 2.9385 | 78767.7437 | 1117.7706 | 0 | 8541.8823 | 8541.8823 | 63602.8554 | 335.4293
|  | 27 |  | 34.9079 | 0.056 | 36.6872 | 0.24651 | 546.2916 | 308.1962 | 400002.5091 | 20165.9218 | 400002.5091 | 36.6872 | 435.1301 | 36.3256 | 35.5497 | 20161.4264 | 19730.7918 | 134.6957 | 137.6355 | 36.6954 | 37.4963 | 0.00818 | 0.80908 | 400002.5091 | 399913.3393 | 391371.457 | 219.2698 | 0.81726 | 21907.0374 | 859.4101 | 2.9999 | 80412.9877 | 1141.1178 | 89.1698 | 8631.052 | 8720.2218 | 64930.7716 | 342.4325 | 89.1698 | 8631.052 | 8720.2218
| 25 | 25 |  | 39.2652 | 0.071 | 36.9558 | 0.25256 | 537.0766 | 313.738 | 400000.1617 | 20594.255 | 400000.1617 | 36.9558 | 451.3131 | 36.0694 | 35.279 | 20594.255 | 20142.9419 | 135.6441 | 138.6833 | 36.9558 | 37.7838 | 0 | 0.82801 | 400000.1617 | 400000.1617 | 391234.3532 | 0 | 0.82801 | 22195.3853 | 870.7219 | 3.0392 | 81466.8919 | 1156.0735 | 0 | 8765.8085 | 8765.8085 | 65270.2098 | 344.2226
|  | 32 |  | 39.2652 | 0.071 | 36.9558 | 0.25256 | 537.0766 | 313.738 | 400000.1617 | 20594.255 | 400000.1617 | 36.9558 | 456.2783 | 36.0607 | 35.2703 | 20589.2897 | 20137.9767 | 135.6768 | 138.7175 | 36.9647 | 37.7931 | 0.008912 | 0.83733 | 400000.1617 | 399903.7225 | 391137.9141 | 238.8915 | 0.84624 | 22683.9977 | 889.8901 | 3.1061 | 83260.3161 | 1181.5234 | 96.4391 | 8862.2476 | 8958.6868 | 66706.3815 | 351.7967 | 96.4391 | 8862.2476 | 8958.6868
Coal_once | 15 | 15 |  | 32.0028 | 0.0476 | 36.553 | 0.24144 | 555.7399 | 304.4691 | 400002.5869 | 19872.349 | 400002.5869 | 36.553 | 0 | 36.4671 | 35.7377 | 19872.349 | 19474.902 | 134.1795 | 136.9178 | 36.553 | 37.299 | 0 | 0.74598 | 400002.5869 | 400002.5869 | 392002.5351 | 0 | 0.74598 | 19996.4415 | 784.4576 | 2.7384 | 73403.2694 | 1041.6449 | 0 | 8000.0517 | 8000.0517 | 59568.3852 | 314.1523
|  | 22 |  | 39.1599 | 0.0706 | 36.553 | 0.24144 | 555.7399 | 307.3012 | 392106.2556 | 20166.7082 | 400002.5869 | 36.553 | 0 | 35.7472 | 35.0322 | 20166.7082 | 19763.374 | 136.8816 | 139.6751 | 37.2892 | 38.0502 | 0.73611 | 1.4971 | 392106.2556 | 392106.2556 | 384264.1305 | 19731.9774 | 2.2332 | 59863.0969 | 2348.4211 | 8.1978 | 219746.4498 | 3118.3593 | 7896.3313 | 7842.1251 | 15738.4564 | 117188.5464 | 618.03 | 7896.3313 | 7842.1251 | 15738.4564
| 20 | 20 |  | 37.053 | 0.063 | 36.8756 | 0.24769 | 546.48 | 310.793 | 400002.749 | 20365.2681 | 400002.749 | 36.8756 | 0 | 36.1481 | 35.4251 | 20365.2681 | 19957.9628 | 135.3559 | 138.1183 | 36.8756 | 37.6282 | 0 | 0.75256 | 400002.749 | 400002.749 | 392002.694 | 0 | 0.75256 | 20172.9296 | 791.3813 | 2.7624 | 74046.9427 | 1050.7791 | 0 | 8000.055 | 8000.055 | 59568.4094 | 314.1524
|  | 27 |  | 44.1861 | 0.092 | 36.8756 | 0.24769 | 546.48 | 313.6936 | 392051.1171 | 20654.8531 | 400002.749 | 36.8756 | 0 | 35.4295 | 34.7209 | 20654.8531 | 20241.756 | 138.1012 | 140.9196 | 37.6235 | 38.3914 | 0.74792 | 1.5157 | 392051.1171 | 392051.1171 | 384210.0948 | 20048.3371 | 2.2637 | 60678.7377 | 2380.4185 | 8.309 | 222727.9383 | 3160.6687 | 7951.6318 | 7841.0223 | 15792.6542 | 117592.1029 | 620.1583 | 7951.6318 | 7841.0223 | 15792.6542 | 15790.0669
| 25 | 25 |  | 42.0255 | 0.0822 | 37.2072 | 0.25416 | 537.328 | 317.2054 | 400001.1155 | 20857.437 | 400001.1155 | 37.2072 | 0 | 35.8257 | 35.1092 | 20857.437 | 20440.2883 | 136.5654 | 139.3525 | 37.2072 | 37.9666 | 0 | 0.75933 | 400001.1155 | 400001.1155 | 392001.0932 | 0 | 0.75933 | 20354.3231 | 798.4973 | 2.7871 | 74708.6464 | 1060.1691 | 0 | 8000.0223 | 8000.0223 | 59568.1661 | 314.1511
|  | 32 |  | 49.1168 | 0.1182 | 37.2072 | 0.25416 | 537.328 | 320 | 391806.9286 | 21131.7199 | 400001.1155 | 37.2072 | 0 | 35.0918 | 34.39 | 21131.7199 | 20709.0855 | 139.4215 | 142.2669 | 37.9854 | 38.7606 | 0.77815 | 1.5534 | 391806.9286 | 391806.9286 | 383970.7901 | 20858.6704 | 2.3315 | 62497.3636 | 2451.763 | 8.5576 | 229390.7505 | 3255.2188 | 8194.1869 | 7836.1386 | 16030.3255 | 119361.8034 | 629.4914 | 8194.1869 | 7836.1386 | 16030.3255 | 16031.7968
299.3269
from simulations directly

## Results_DT9
|  | LHV | 30 |  |  |  |  | Dtcond | 9 |  | m_cw_in |  |  | m_mu_in | [15 empty] | hours |  | 7446 | [8 empty] | 0.02
[11 empty] | m_cw_f |  |  | m_mu_f | Actual water used
| Dtamb_air | T_water_in | T_water_out | T_out_LPST | P_out_LPST | m_fuel_sim | X_CO2_fg | m_fg_out | m_steam_sim_LPST | W_net_sim | m_Cool_water_sim | W_initial | m_fuel_initial | m_MUwater_initial | Efficiency_temp | Efficiency_noMU_water | Mass_water_tmp | Mass_CW_noMUwater | Mass_CO2_tmp | Mass_CO2_noMUwater | m_fuel_tmp | m_fuel_noMUwater | dm_fuel_tmp | dm_fuel_noMUwater | W_net_ST | W_net_tot_tmp | W_net_tot_noMUwater | dm_fuel_temp* | dm_fuel_tot* | dm_fuel_tot |  | Added CO2 emissions | Added CO2 emissions | Added CO2 emissions | dWqual | dWquant | dW* | dW |  | dWqual | dWquant | dW* | dW*cor
| [C] | [C] | [C] | [C] | [bar] | [kg/s] | [%] | [kg/s] | [kg/s] | [kW] | [kg/s] | [kW] | [kg/s] | [kg/s] | [%] | [%] | [kg/s] | [kg/s] | [kg/s] | [kg/s] | [kg/s] | [kg/s] | [kg/s] | [kg/s] | [kW] | [kW] | [kW] | [ton/a] | [kg/sec] | [ton/a] |  | [kg/sec] | [ton/a] | [relative] | real | real | [kW] | [MWh/a] | [relative] | eq | eq | [kW]
NG_CT | 15 | 15 |  | 32.6248 | 0.0493 | 14.8614 | 0.063917 | 642.7635 | 73.897 | 400003.8567 | 4259.8273 | 400003.8569 | 14.8614 | 98.2905 | 53.8151 | 53.4339 | 4259.8273 | 4161.5368 | 41.0833 | 41.3764 | 14.8614 | 14.9674 | 0 | 0.10601 | 122790.0121 | 400003.8567 | 397170.6206 | 0 | 0.10601 | 2841.7957 | 100 | 0.29307 | 7855.9878 | 100 | -2e-06 | 2833.2361 | 2833.2361 | 21096.276 | 100
|  | 24 |  | 32.6248 | 0.0493 | 14.8614 | 0.063917 | 642.7635 | 73.897 | 400003.8567 | 4259.8273 | 400003.8569 | 14.8614 | 99.4906 | 53.8105 | 53.4293 | 4258.6273 | 4160.3367 | 41.0869 | 41.38 | 14.8627 | 14.9687 | 0.001285 | 0.10732 | 122790.0121 | 399969.2648 | 397136.0286 | 34.4452 | 0.1086 | 2911.1686 | 102.4412 | 0.30023 | 8047.7654 | 102.4412 | 34.592 | 2867.8281 | 2902.4201 | 21611.4197 | 102.4419 | 34.592 | 2867.8281 | 2902.4201
| 20 | 20 |  | 36.9361 | 0.0626 | 14.8607 | 0.064705 | 634.8398 | 76.3778 | 400004.731 | 4421.7911 | 400004.7303 | 14.8607 | 105.7857 | 53.8177 | 53.417 | 4421.7911 | 4316.0054 | 41.0775 | 41.3856 | 14.8607 | 14.9722 | 0 | 0.11146 | 124469.8419 | 400004.731 | 397026.9499 | 0 | 0.11146 | 2987.6986 | 105.1342 | 0.30809 | 8258.4551 | 105.1231 | 8e-06 | 2977.7811 | 2977.7811 | 22172.5584 | 105.1018
|  | 29 |  | 36.9361 | 0.0626 | 14.8607 | 0.064705 | 634.8398 | 76.3778 | 400004.731 | 4421.7911 | 400004.7303 | 14.8607 | 107.1688 | 53.8124 | 53.4118 | 4420.408 | 4314.6223 | 41.0815 | 41.3897 | 14.8622 | 14.9737 | 0.001447 | 0.11293 | 124469.8419 | 399965.7974 | 396988.0162 | 38.7877 | 0.11437 | 3065.8637 | 107.8847 | 0.31615 | 8474.5154 | 107.8733 | 38.9337 | 3016.7148 | 3055.6485 | 22752.3587 | 107.8501 | 38.9337 | 3016.7148 | 3055.6485
| 25 | 25 |  | 41.1516 | 0.0785 | 14.8935 | 0.065319 | 630.2114 | 78.5831 | 400004.6986 | 4567.2089 | 400004.6994 | 14.8935 | 112.5056 | 53.6993 | 53.2839 | 4567.2089 | 4454.7033 | 41.165 | 41.486 | 14.8935 | 15.0096 | 0 | 0.11612 | 125623.1474 | 400004.6986 | 396910.1806 | 0 | 0.11612 | 3112.5859 | 109.5288 | 0.32094 | 8603.0254 | 109.5091 | -9e-06 | 3094.518 | 3094.5179 | 23041.7806 | 109.222
|  | 34 |  | 41.1516 | 0.0785 | 14.8935 | 0.065319 | 630.2114 | 78.5831 | 400004.6986 | 4567.2089 | 400004.6994 | 14.8935 | 114.0577 | 53.6936 | 53.2782 | 4565.6568 | 4453.1512 | 41.1694 | 41.4905 | 14.8951 | 15.0112 | 0.00159 | 0.11773 | 125623.1474 | 399962.0076 | 396867.4896 | 42.6209 | 0.11932 | 3198.4978 | 112.552 | 0.3298 | 8840.4816 | 112.5318 | 42.691 | 3137.209 | 3179.9 | 23677.5354 | 112.2356 | 42.691 | 3137.209 | 3179.9
NG_once | 15 | 15 |  | 34.0179 | 0.0533 | 14.874 | 0.063967 | 642.8007 | 74.1898 | 400003.6556 | 4282.3682 | 400003.6556 | 14.874 | 4282.3682 | 53.7693 | 53.4399 | 4282.3682 | 4196.7208 | 41.118 | 41.3715 | 14.874 | 14.9657 | 0 | 0.091689 | 122533.5416 | 400003.6556 | 397552.9848 | 0 | 0.091689 | 2457.7787 | 86.4868 | 0.25347 | 6794.3219 | 86.4859 | 0 | 2450.6708 | 2450.6708 | 18247.695 | 86.4972
|  | 24 |  | 43.176 | 0.0873 | 14.874 | 0.063967 | 642.8007 | 75.2233 | 396631.8401 | 4379.1231 | 400003.6556 | 14.874 | 4282.3682 | 53.3161 | 52.9957 | 4379.1231 | 4291.5406 | 41.4676 | 41.7183 | 15.0005 | 15.0912 | 0.12645 | 0.21712 | 119161.7261 | 396631.8401 | 394248.6056 | 3389.4609 | 0.34357 | 9209.6 | 324.0768 | 0.94977 | 25459.1627 | 324.0733 | 3371.8155 | 2383.2345 | 5755.05 | 42852.1026 | 203.1264 | 3371.8155 | 2383.2345 | 5755.05
| 20 | 20 |  | 39.0009 | 0.07 | 14.8817 | 0.06478 | 635 | 76.8244 | 400002.7588 | 4455.8179 | 400002.7588 | 14.8817 | 4455.8179 | 53.7416 | 53.4083 | 4455.8179 | 4366.7015 | 41.1351 | 41.3919 | 14.8817 | 14.9746 | 0 | 0.092882 | 124053.4838 | 400002.7588 | 397521.6892 | 0 | 0.092882 | 2489.7577 | 87.6121 | 0.25674 | 6882.0784 | 87.603 | 0 | 2481.0697 | 2481.0697 | 18474.0448 | 87.5702
|  | 29 |  | 48.0419 | 0.112 | 14.8817 | 0.06478 | 635 | 77.8889 | 396569.5358 | 4552.6048 | 400002.7588 | 14.8817 | 4455.8179 | 53.2803 | 52.9562 | 4552.6048 | 4461.5528 | 41.4912 | 41.7452 | 15.0105 | 15.1024 | 0.12884 | 0.22071 | 120620.2608 | 396569.5358 | 394157.1305 | 3453.4995 | 0.34954 | 9369.6562 | 329.709 | 0.96619 | 25899.19 | 329.6745 | 3433.2231 | 2412.4052 | 5845.6283 | 43526.5484 | 206.3234 | 3433.2231 | 2412.4052 | 5845.6283
| 25 | 25 |  | 44.0808 | 0.0915 | 14.9265 | 0.065422 | 630.614 | 79.2301 | 400002.0428 | 4615.9758 | 400002.0428 | 14.9265 | 4615.9758 | 53.5802 | 53.2454 | 4615.9758 | 4523.6562 | 41.2558 | 41.5152 | 14.9265 | 15.0203 | 0 | 0.093865 | 124984.5428 | 400002.0428 | 397502.3519 | 0 | 0.093865 | 2516.1076 | 88.5394 | 0.25944 | 6954.3915 | 88.5235 | 0 | 2499.6909 | 2499.6909 | 18612.6981 | 88.2274
|  | 34 |  | 53.0552 | 0.1435 | 14.9265 | 0.065422 | 630.614 | 80.3284 | 396500.9998 | 4713.197 | 400002.0428 | 14.9265 | 4615.9758 | 53.1112 | 52.7858 | 4713.197 | 4618.933 | 41.6201 | 41.8767 | 15.0583 | 15.1511 | 0.1318 | 0.22464 | 121483.4998 | 396500.9998 | 394071.3298 | 3532.9513 | 0.35644 | 9554.5881 | 336.2166 | 0.98518 | 26408.3877 | 336.1562 | 3501.043 | 2429.67 | 5930.713 | 44160.0889 | 209.3265 | 3501.043 | 2429.67 | 5930.713
Coal_CT | 15 | 15 |  | 32.6248 | 0.0493 | 36.6196 | 0.24185 | 555.8065 | 305.3245 | 400003.974 | 15506.3467 | 400003.974 | 36.6196 | 357.7921 | 36.4009 | 35.561 | 15506.3467 | 15148.5546 | 134.4234 | 137.5984 | 36.6196 | 37.4845 | 0 | 0.86491 | 400003.974 | 400003.974 | 390774.3169 | 0 | 0.86491 | 23184.5655 | 815.8421 | 3.1749 | 85105.9791 | 1083.3263 | 0 | 9229.6571 | 9229.6571 | 68724.0265 | 325.7638
|  | 24 |  | 32.6248 | 0.0493 | 36.6196 | 0.24185 | 555.8065 | 305.3245 | 400003.974 | 15506.3467 | 400003.974 | 36.6196 | 362.1605 | 36.3906 | 35.5507 | 15501.9783 | 15144.1862 | 134.4613 | 137.6381 | 36.63 | 37.4954 | 0.010319 | 0.87573 | 400003.974 | 399891.2859 | 390661.6288 | 276.607 | 0.88605 | 23751.0215 | 835.7751 | 3.2525 | 87185.3274 | 1109.7946 | 112.688 | 9342.3451 | 9455.0331 | 70402.1768 | 333.7185 | 112.688 | 9342.3451 | 9455.0331
| 20 | 20 |  | 36.9361 | 0.0626 | 36.8744 | 0.24768 | 546.4787 | 310.7343 | 400003.8436 | 15835.018 | 400003.8436 | 36.8744 | 378.8339 | 36.1494 | 35.2846 | 15835.018 | 15456.1841 | 135.3514 | 138.6688 | 36.8744 | 37.7782 | 0 | 0.9038 | 400003.8436 | 400003.8436 | 390434.2296 | 0 | 0.9038 | 24226.8477 | 852.519 | 3.3175 | 88927.2242 | 1131.9674 | 0 | 9569.614 | 9569.614 | 71255.3459 | 337.7627
|  | 29 |  | 36.9361 | 0.0626 | 36.8744 | 0.24768 | 546.4787 | 310.7343 | 400003.8436 | 15835.018 | 400003.8436 | 36.8744 | 383.787 | 36.1381 | 35.2733 | 15830.0649 | 15451.231 | 135.3937 | 138.7133 | 36.8859 | 37.7903 | 0.011538 | 0.91591 | 400003.8436 | 399878.7236 | 390309.1096 | 309.283 | 0.92745 | 24860.7465 | 874.8253 | 3.4043 | 91254.0173 | 1161.5855 | 125.12 | 9694.734 | 9819.854 | 73118.6328 | 346.595 | 125.12 | 9694.734 | 9819.854
| 25 | 25 |  | 41.1516 | 0.0785 | 37.1332 | 0.25369 | 537.254 | 316.1565 | 400000.6291 | 16159.9606 | 400000.6291 | 37.1332 | 398.0754 | 35.8971 | 35.0129 | 16159.9606 | 15761.8851 | 136.2941 | 139.7363 | 37.1332 | 38.071 | 0 | 0.93782 | 400000.6291 | 400000.6291 | 390147.237 | 0 | 0.93782 | 25138.8278 | 884.6107 | 3.4422 | 92270.0326 | 1174.5185 | 0 | 9853.3921 | 9853.3921 | 73368.3577 | 347.7787
|  | 34 |  | 41.1516 | 0.0785 | 37.1332 | 0.25369 | 537.254 | 316.1565 | 400000.6291 | 16159.9606 | 400000.6291 | 37.1332 | 403.5672 | 35.8849 | 35.0007 | 16154.4688 | 15756.3934 | 136.3405 | 139.785 | 37.1458 | 38.0843 | 0.012623 | 0.95109 | 400000.6291 | 399864.6948 | 390011.3027 | 338.3671 | 0.96371 | 25832.8784 | 909.0336 | 3.5372 | 94817.4892 | 1206.9455 | 135.9343 | 9989.3264 | 10125.2607 | 75392.6911 | 357.3744 | 135.9343 | 9989.3264 | 10125.2607
Coal_once | 15 | 15 |  | 34.0179 | 0.0533 | 36.7389 | 0.24259 | 555.9257 | 306.9702 | 400002.9473 | 15605.7747 | 400002.9473 | 36.7389 | 0 | 36.2826 | 35.557 | 15605.7747 | 15293.6592 | 134.8602 | 137.6125 | 36.7389 | 37.4886 | 0 | 0.74977 | 400002.9473 | 400002.9473 | 392002.8883 | 0 | 0.74977 | 20098.1151 | 707.2329 | 2.7523 | 73775.8052 | 939.1028 | 0 | 8000.0589 | 8000.0589 | 59568.4389 | 282.3647
|  | 24 |  | 43.176 | 0.0873 | 36.7389 | 0.24259 | 555.9257 | 310.6434 | 389864.9359 | 15897.1115 | 400002.9473 | 36.7389 | 0 | 35.3631 | 34.6558 | 15897.1115 | 15579.1693 | 138.3671 | 141.191 | 37.6942 | 38.4635 | 0.95535 | 1.7246 | 389864.9359 | 389864.9359 | 382067.6372 | 25608.8372 | 2.68 | 71838.3915 | 2527.9225 | 9.8376 | 263703.0955 | 3356.7147 | 10138.0113 | 7797.2987 | 17935.3101 | 133546.3186 | 633.0327 | 10138.0113 | 7797.2987 | 17935.3101
| 20 | 20 |  | 39.0009 | 0.07 | 37.0596 | 0.24884 | 546.6639 | 313.2826 | 400002.4003 | 15986.9893 | 400002.4003 | 37.0596 | 0 | 35.9686 | 35.2493 | 15986.9893 | 15667.2495 | 136.0298 | 138.806 | 37.0596 | 37.8159 | 0 | 0.75632 | 400002.4003 | 400002.4003 | 392002.3523 | 0 | 0.75632 | 20273.531 | 713.4057 | 2.7761 | 74415.3949 | 947.2443 | 0 | 8000.048 | 8000.048 | 59568.3575 | 282.3643
|  | 29 |  | 48.0419 | 0.112 | 37.0596 | 0.24884 | 546.6639 | 317.0079 | 389889.911 | 16271.4346 | 400002.4003 | 37.0596 | 0 | 35.0593 | 34.3581 | 16271.4346 | 15946.0059 | 139.558 | 142.4061 | 38.0208 | 38.7967 | 0.96121 | 1.7371 | 389889.911 | 389889.911 | 382092.1128 | 25765.7036 | 2.6983 | 72330.7567 | 2545.2483 | 9.9045 | 265495.0355 | 3379.5245 | 10112.4893 | 7797.7982 | 17910.2875 | 133360.0011 | 632.1495 | 10112.4893 | 7797.7982 | 17910.2875 | 17908.5163
| 25 | 25 |  | 44.0808 | 0.0915 | 37.4063 | 0.25542 | 537.5271 | 319.9135 | 400002.2866 | 16381.1368 | 400002.2866 | 37.4063 | 0 | 35.6352 | 34.9225 | 16381.1368 | 16053.5141 | 137.2946 | 140.0965 | 37.4063 | 38.1697 | 0 | 0.76339 | 400002.2866 | 400002.2866 | 392002.2409 | 0 | 0.76339 | 20463.2074 | 720.0802 | 2.8019 | 75107.4373 | 956.0534 | 0 | 8000.0457 | 8000.0457 | 59568.3405 | 282.3642
|  | 34 |  | 53.0552 | 0.1435 | 37.4063 | 0.25542 | 537.5271 | 320 | 385378.3529 | 16470.068 | 400002.2866 | 37.4063 | 0 | 34.3324 | 33.6458 | 16470.068 | 16140.6666 | 142.5045 | 145.4128 | 38.8257 | 39.6181 | 1.4195 | 2.2118 | 385378.3529 | 385378.3529 | 377670.7858 | 38049.3161 | 3.6313 | 97338.3443 | 3425.2408 | 13.3281 | 357267.2381 | 4547.7061 | 14623.9337 | 7707.5671 | 22331.5008 | 166280.355 | 788.1977 | 14623.9337 | 7707.5671 | 22331.5008 | 22332.1614
4486.583
from simulations directly

## Results_DT11
|  | LHV | 30 |  |  |  |  | Dtcond | 11 |  | m_cw_in |  |  | m_mu_in | [15 empty] | hours |  | 7446 | [8 empty] | 0.02
[11 empty] | m_cw_f |  |  | m_mu_f | Actual water used
| Dtamb_air | T_water_in | T_water_out | T_out_LPST | P_out_LPST | m_fuel_sim | X_CO2_fg | m_fg_out | m_steam_sim_LPST | W_net_sim | m_Cool_water_sim | W_initial | m_fuel_initial | m_MUwater_initial | Efficiency_temp | Efficiency_noMU_water | Mass_water_tmp | Mass_CW_noMUwater | Mass_CO2_tmp | Mass_CO2_noMUwater | m_fuel_tmp | m_fuel_noMUwater | dm_fuel_tmp | dm_fuel_noMUwater | W_net_ST | W_net_tot_tmp | W_net_tot_noMUwater | dm_fuel_temp* | dm_fuel_tot* | dm_fuel_tot |  | Added CO2 emissions | Added CO2 emissions | Added CO2 emissions | dWqual | dWquant | dW* | dW |  | dWqual | dWquant | dW* | dW*cor
| [C] | [C] | [C] | [C] | [bar] | [kg/s] | [%] | [kg/s] | [kg/s] | [kW] | [kg/s] | [kW] | [kg/s] | [kg/s] | [%] | [%] | [kg/s] | [kg/s] | [kg/s] | [kg/s] | [kg/s] | [kg/s] | [kg/s] | [kg/s] | [kW] | [kW] | [kW] | [ton/a] | [kg/sec] | [ton/a] |  | [kg/sec] | [ton/a] | [relative] | real | real | [kW] | [MWh/a] | [relative] | eq | eq | [kW]
NG_CT | 15 | 15 |  | 34.5827 | 0.055 | 14.88 | 0.063991 | 642.8182 | 74.318 | 400003.8273 | 3511.4254 | 400003.4643 | 14.88 | 89.5086 | 53.7478 | 53.3286 | 3511.4253 | 3421.9168 | 41.1344 | 41.4578 | 14.88 | 14.997 | -6e-06 | 0.11698 | 122412.9126 | 400003.824 | 396883.4403 | -0.16083 | 0.11698 | 3135.6387 | 100 | 0.32337 | 8668.2283 | 100 | 0.003271 | 3120.387 | 3120.3902 | 23234.4257 | 100
|  | 26 |  | 34.5827 | 0.055 | 14.88 | 0.063991 | 642.8182 | 74.318 | 400003.8273 | 3511.4254 | 400003.4643 | 14.88 | 90.824 | 53.7417 | 53.3224 | 3510.1099 | 3420.6014 | 41.1391 | 41.4626 | 14.8817 | 14.9987 | 0.0017 | 0.11872 | 122412.9126 | 399957.9674 | 396837.5837 | 45.5695 | 0.12042 | 3227.8231 | 102.9399 | 0.33288 | 8923.0651 | 102.9399 | 45.8598 | 3166.2435 | 3212.1034 | 23917.3216 | 102.9392 | 45.8566 | 3166.2435 | 3212.1001
| 20 | 20 |  | 38.8942 | 0.0696 | 14.8812 | 0.064778 | 634.9963 | 76.8072 | 400004.1679 | 3644.2982 | 400004.1688 | 14.8812 | 96.5829 | 53.7435 | 53.3018 | 3644.2982 | 3547.7153 | 41.1338 | 41.4747 | 14.8812 | 15.0045 | 0 | 0.12334 | 124064.4447 | 400004.1679 | 396716.1529 | 0 | 0.12334 | 3306.1223 | 105.437 | 0.34092 | 9138.5985 | 105.4264 | -1e-05 | 3288.015 | 3288.015 | 24482.5595 | 105.3719
|  | 31 |  | 38.8942 | 0.0696 | 14.8812 | 0.064778 | 634.9963 | 76.8072 | 400004.1679 | 3644.2982 | 400004.1688 | 14.8812 | 98.1026 | 53.7366 | 53.2948 | 3642.7786 | 3546.1956 | 41.1391 | 41.4801 | 14.8831 | 15.0065 | 0.001925 | 0.12529 | 124064.4447 | 399952.4339 | 396664.4189 | 51.6008 | 0.12722 | 3410.1816 | 108.7556 | 0.35165 | 9426.2336 | 108.7446 | 51.734 | 3339.749 | 3391.4831 | 25252.9831 | 108.6878 | 51.7341 | 3339.7491 | 3391.4831
| 25 | 25 |  | 43.2857 | 0.0878 | 14.9179 | 0.065395 | 630.5094 | 79.0573 | 400001.6956 | 3765.8756 | 400001.6956 | 14.9179 | 103.0158 | 53.611 | 53.1521 | 3765.8756 | 3662.8597 | 41.2322 | 41.5882 | 14.9179 | 15.0467 | 0 | 0.12878 | 125149.3717 | 400001.6956 | 396578.2247 | 0 | 0.12878 | 3451.9984 | 110.0892 | 0.35594 | 9541.106 | 110.0699 | 9.9995e-07 | 3423.471 | 3423.471 | 25491.1648 | 109.7129
|  | 36 |  | 43.2857 | 0.0878 | 14.9179 | 0.065395 | 630.5094 | 79.0573 | 400001.6956 | 3765.8756 | 400001.6956 | 14.9179 | 104.7267 | 53.6033 | 53.1445 | 3764.1647 | 3661.1488 | 41.2381 | 41.5941 | 14.92 | 15.0488 | 0.002121 | 0.13094 | 125149.3717 | 399944.8385 | 396521.3676 | 56.8547 | 0.13306 | 3566.6995 | 113.7471 | 0.36776 | 9858.1328 | 113.7272 | 56.8571 | 3480.3281 | 3537.1852 | 26337.8807 | 113.3571 | 56.8571 | 3480.3281 | 3537.1852
NG_once | 15 | 15 |  | 36.0077 | 0.0595 | 14.8931 | 0.064043 | 642.8569 | 74.6216 | 400003.1551 | 3530.4792 | 400003.1551 | 14.8931 | 3530.4792 | 53.7003 | 53.3724 | 3530.4792 | 3459.8696 | 41.1705 | 41.4234 | 14.8931 | 14.9847 | 0 | 0.091515 | 122145.8781 | 400003.1551 | 397560.2375 | 0 | 0.091515 | 2453.1145 | 78.2333 | 0.25298 | 6781.3713 | 78.2325 | 0 | 2442.9176 | 2442.9176 | 18189.9642 | 78.2888
|  | 26 |  | 47.0448 | 0.1065 | 14.8931 | 0.064043 | 642.8569 | 75.8818 | 395919.618 | 3625.7369 | 400003.1551 | 14.8931 | 3530.4792 | 53.1521 | 52.8351 | 3625.7369 | 3553.2221 | 41.5951 | 41.8446 | 15.0467 | 15.137 | 0.15361 | 0.24388 | 118062.341 | 395919.618 | 393558.3711 | 4117.5814 | 0.39749 | 10655.0652 | 339.8053 | 1.0988 | 29454.7824 | 339.8016 | 4083.5371 | 2361.2468 | 6444.7839 | 47987.8613 | 206.5378 | 4083.5371 | 2361.2468 | 6444.7839
| 20 | 20 |  | 41.0308 | 0.078 | 14.9032 | 0.064856 | 635.1647 | 77.2758 | 400003.8854 | 3673.3828 | 400003.8854 | 14.9032 | 3673.3828 | 53.664 | 53.3323 | 3673.3828 | 3599.9152 | 41.1943 | 41.4505 | 14.9032 | 14.9959 | 0 | 0.092695 | 123628.4714 | 400003.8854 | 397531.316 | 0 | 0.092695 | 2484.7451 | 79.2421 | 0.25622 | 6868.117 | 79.2332 | 0 | 2472.5694 | 2472.5694 | 18410.752 | 79.2391
|  | 31 |  | 52.104 | 0.137 | 14.9032 | 0.064856 | 635.1647 | 78.5955 | 395777.532 | 3770.2815 | 400003.8854 | 14.9032 | 3673.3828 | 53.097 | 52.7766 | 3770.2815 | 3694.8759 | 41.6342 | 41.8869 | 15.0624 | 15.1538 | 0.15915 | 0.25058 | 119402.118 | 395777.532 | 393389.4896 | 4266.004 | 0.40973 | 10982.9781 | 350.2629 | 1.1325 | 30358.1961 | 350.2238 | 4226.3535 | 2388.0424 | 6614.3958 | 49250.7914 | 211.9734 | 4226.3535 | 2388.0424 | 6614.3958
| 25 | 25 |  | 46.0023 | 0.101 | 14.9489 | 0.065491 | 630.8878 | 79.6651 | 400003.4859 | 3803.2613 | 400003.4859 | 14.9489 | 3803.2613 | 53.4999 | 53.1668 | 3803.2613 | 3727.1961 | 41.3175 | 41.5764 | 14.9489 | 15.0426 | 0 | 0.09368 | 124553.4469 | 400003.4859 | 397512.4169 | 0 | 0.09368 | 2511.1486 | 80.0841 | 0.25892 | 6940.5831 | 80.0692 | 0 | 2491.0689 | 2491.0689 | 18548.4993 | 79.832
|  | 36 |  | 57.0793 | 0.174 | 14.9489 | 0.065491 | 630.8878 | 81.037 | 395660.8665 | 3901.3846 | 400003.4859 | 14.9489 | 3803.2613 | 52.9191 | 52.5976 | 3901.3846 | 3823.3569 | 41.771 | 42.0264 | 15.113 | 15.2054 | 0.16407 | 0.25647 | 120210.8275 | 395660.8665 | 393256.6499 | 4398.102 | 0.42054 | 11272.9074 | 359.5091 | 1.1623 | 31157.2762 | 359.4423 | 4342.6194 | 2404.2165 | 6746.836 | 50236.9405 | 216.2177 | 4342.6194 | 2404.2165 | 6746.836
Coal_CT | 15 | 15 |  | 34.5827 | 0.055 | 36.799 | 0.24296 | 555.9858 | 307.7474 | 400002.5779 | 12805.3379 | 400002.5779 | 36.799 | 326.4177 | 36.2234 | 35.3 | 12805.3379 | 12478.9202 | 135.0805 | 138.6138 | 36.799 | 37.7615 | 0 | 0.96257 | 400002.5779 | 400002.5779 | 389806.2114 | 0 | 0.96257 | 25802.2664 | 822.8712 | 3.5334 | 94714.2592 | 1092.66 | 0 | 10196.3665 | 10196.3665 | 75922.1449 | 326.7657
|  | 26 |  | 34.5827 | 0.055 | 36.799 | 0.24296 | 555.9858 | 307.7474 | 400002.5779 | 12805.3379 | 400002.5779 | 36.799 | 331.2147 | 36.2098 | 35.2864 | 12800.5409 | 12474.1232 | 135.1311 | 138.6671 | 36.8128 | 37.7761 | 0.01379 | 0.97709 | 400002.5779 | 399852.7342 | 389656.3677 | 369.6492 | 0.99088 | 26561.1597 | 847.0734 | 3.6373 | 97499.9843 | 1124.7971 | 149.8436 | 10346.2101 | 10496.0538 | 78153.6165 | 336.3699 | 149.8436 | 10346.2101 | 10496.0538
| 20 | 20 |  | 38.8942 | 0.0696 | 37.0573 | 0.24882 | 546.6617 | 313.2187 | 400001.2081 | 13076.1369 | 400001.2081 | 37.0573 | 346.5511 | 35.9707 | 35.0174 | 13076.1369 | 12729.5858 | 136.0217 | 139.7248 | 37.0573 | 38.0662 | 0 | 1.0089 | 400001.2081 | 400001.2081 | 389400.1523 | 0 | 1.0089 | 27042.8832 | 862.4362 | 3.7031 | 99262.7153 | 1145.1327 | 0 | 10601.0558 | 10601.0558 | 78935.4614 | 339.7349
|  | 31 |  | 38.8942 | 0.0696 | 37.0573 | 0.24882 | 546.6617 | 313.2187 | 400001.2081 | 13076.1369 | 400001.2081 | 37.0573 | 352.0038 | 35.9557 | 35.0024 | 13070.6842 | 12724.1331 | 136.0785 | 139.7847 | 37.0728 | 38.0825 | 0.015459 | 1.0252 | 400001.2081 | 399834.4098 | 389233.354 | 414.3878 | 1.0406 | 27894.5239 | 889.5962 | 3.8197 | 102388.7197 | 1181.1955 | 166.7983 | 10767.8541 | 10934.6524 | 81419.4215 | 350.4258 | 166.7983 | 10767.8541 | 10934.6524
| 25 | 25 |  | 43.2857 | 0.0878 | 37.3373 | 0.25498 | 537.4581 | 318.9392 | 400002.085 | 13355.2198 | 400002.085 | 37.3373 | 365.3343 | 35.701 | 34.7244 | 13355.2198 | 12989.8855 | 137.0421 | 140.8963 | 37.3373 | 38.3874 | 0 | 1.0501 | 400002.085 | 400002.085 | 389059.9596 | 0 | 1.0501 | 28148.4265 | 897.6936 | 3.8542 | 103315.3926 | 1191.8859 | 0 | 10942.1253 | 10942.1253 | 81475.0653 | 350.6653
|  | 36 |  | 43.2857 | 0.0878 | 37.3373 | 0.25498 | 537.4581 | 318.9392 | 400002.085 | 13355.2198 | 400002.085 | 37.3373 | 371.4018 | 35.6848 | 34.7082 | 13349.1523 | 12983.818 | 137.1043 | 140.9621 | 37.3543 | 38.4054 | 0.016971 | 1.068 | 400002.085 | 399820.358 | 388878.2327 | 454.9178 | 1.085 | 29084.1832 | 927.5362 | 3.9824 | 106749.9742 | 1231.5086 | 181.727 | 11123.8523 | 11305.5793 | 84181.3434 | 362.313 | 181.727 | 11123.8523 | 11305.5793
Coal_once | 15 | 15 |  | 36.0077 | 0.0595 | 36.924 | 0.24373 | 556.1109 | 309.4682 | 400002.059 | 12890.1151 | 400002.059 | 36.924 | 0 | 36.1006 | 35.3786 | 12890.1151 | 12632.3128 | 135.5386 | 138.3047 | 36.924 | 37.6776 | 0 | 0.75355 | 400002.059 | 400002.059 | 392002.0178 | 0 | 0.75355 | 20199.3867 | 644.1873 | 2.7661 | 74146.8159 | 855.3861 | 0 | 8000.0412 | 8000.0412 | 59568.3066 | 256.3795
|  | 26 |  | 47.0448 | 0.1065 | 36.924 | 0.24373 | 556.1109 | 313.9542 | 387742.3533 | 13176.1576 | 400002.059 | 36.924 | 0 | 34.9942 | 34.2943 | 13176.1576 | 12912.6345 | 139.8241 | 142.6777 | 38.0915 | 38.8689 | 1.1675 | 1.9448 | 387742.3533 | 387742.3533 | 379987.5062 | 31294.7338 | 3.1123 | 83427.5246 | 2660.623 | 11.4245 | 306241.2438 | 3532.9162 | 12259.7058 | 7754.8471 | 20014.5528 | 149028.3604 | 641.4119 | 12259.7058 | 7754.8471 | 20014.5528
| 20 | 20 |  | 41.0308 | 0.078 | 37.253 | 0.25005 | 546.8574 | 315.9073 | 400001.2535 | 13206.8804 | 400001.2535 | 37.253 | 0 | 35.7817 | 35.0661 | 13206.8804 | 12942.7428 | 136.7387 | 139.5293 | 37.253 | 38.0133 | 0 | 0.76027 | 400001.2535 | 400001.2535 | 392001.2285 | 0 | 0.76027 | 20379.3863 | 649.9278 | 2.7906 | 74803.448 | 862.9612 | 0 | 8000.0251 | 8000.0251 | 59568.1867 | 256.379
|  | 31 |  | 52.104 | 0.137 | 37.253 | 0.25005 | 546.8574 | 320 | 386925.8173 | 13468.3862 | 400001.2535 | 37.253 | 0 | 34.6121 | 33.9198 | 13468.3862 | 13199.0185 | 141.3596 | 144.2444 | 38.5119 | 39.2979 | 1.2589 | 2.0449 | 386925.8173 | 386925.8173 | 379187.301 | 33745.4894 | 3.3038 | 88559.0546 | 2824.2749 | 12.1266 | 325059.9673 | 3750.0162 | 13075.4362 | 7738.5163 | 20813.9525 | 154980.6906 | 667.0304 | 13075.4362 | 7738.5163 | 20813.9525 | 20814.784
| 25 | 25 |  | 46.0023 | 0.101 | 37.314 | 0.25483 | 537.4348 | 319.858 | 396754.8172 | 13415.4663 | 396754.8172 | 37.314 | 0 | 35.4333 | 34.7246 | 13415.4663 | 13147.157 | 136.9566 | 139.7517 | 37.314 | 38.0755 | 0 | 0.76151 | 396754.8172 | 396754.8172 | 388819.7209 | 0 | 0.76151 | 20412.7325 | 650.9912 | 2.795 | 74922.5127 | 864.3348 | 0 | 7935.0963 | 7935.0963 | 59084.7274 | 254.2982
|  | 36 |  | 57.0793 | 0.174 | 37.314 | 0.25483 | 537.4348 | 320 | 378868.4292 | 13502.0685 | 396754.8172 | 37.314 | 0 | 33.8359 | 33.1592 | 13502.0685 | 13232.0272 | 143.4224 | 146.3494 | 39.0756 | 39.8731 | 1.7616 | 2.5591 | 378868.4292 | 378868.4292 | 371291.0606 | 47220.6377 | 4.3207 | 115817.6961 | 3693.5919 | 15.8584 | 425095.1125 | 4904.0599 | 17886.388 | 7577.3686 | 25463.7566 | 189603.1318 | 816.044 | 17886.388 | 7577.3686 | 25463.7566 | 28710.9984
8873.9241
from simulations directly

## Results_DT13
|  | LHV | 30 |  |  |  |  | Dtcond | 13 |  | m_cw_in |  |  | m_mu_in | [15 empty] | hours |  | 7446 | [8 empty] | 0.02
[11 empty] | m_cw_f |  |  | m_mu_f | Actual water used
| Dtamb_air | T_water_in | T_water_out | T_out_LPST | P_out_LPST | m_fuel_sim | X_CO2_fg | m_fg_out | m_steam_sim_LPST | W_net_sim | m_Cool_water_sim | W_initial | m_fuel_initial | m_MUwater_initial | Efficiency_temp | Efficiency_noMU_water | Mass_water_tmp | Mass_CW_noMUwater | Mass_CO2_tmp | Mass_CO2_noMUwater | m_fuel_tmp | m_fuel_noMUwater | dm_fuel_tmp | dm_fuel_noMUwater | W_net_ST | W_net_tot_tmp | W_net_tot_noMUwater | dm_fuel_temp* | dm_fuel_tot* | dm_fuel_tot |  | Added CO2 emissions | Added CO2 emissions | Added CO2 emissions | dWqual | dWquant | dW* | dW |  | dWqual | dWquant | dW* | dW*cor
| [C] | [C] | [C] | [C] | [bar] | [kg/s] | [%] | [kg/s] | [kg/s] | [kW] | [kg/s] | [kW] | [kg/s] | [kg/s] | [%] | [%] | [kg/s] | [kg/s] | [kg/s] | [kg/s] | [kg/s] | [kg/s] | [kg/s] | [kg/s] | [kW] | [kW] | [kW] | [ton/a] | [kg/sec] | [ton/a] |  | [kg/sec] | [ton/a] | [relative] | real | real | [kW] | [MWh/a] | [relative] | eq | eq | [kW]
NG_CT | 15 | 15 |  | 36.6113 | 0.0615 | 14.8994 | 0.064068 | 642.8753 | 74.7583 | 400002.5008 | 2994.2199 | 400002.5008 | 14.8994 | 83.6712 | 53.6776 | 53.2201 | 2994.2199 | 2910.5487 | 41.1877 | 41.5418 | 14.8994 | 15.0275 | 0 | 0.1281 | 122018.0676 | 400002.5008 | 396592.7969 | 0 | 0.1281 | 3433.7437 | 100 | 0.35411 | 9492.1968 | 100 | 0 | 3409.7038 | 3409.7038 | 25388.6549 | 100
|  | 28 |  | 36.6113 | 0.0615 | 14.8994 | 0.064068 | 642.8753 | 74.7583 | 400002.5008 | 2994.2199 | 400002.5008 | 14.8994 | 85.1131 | 53.6697 | 53.2122 | 2992.778 | 2909.1068 | 41.1937 | 41.5479 | 14.9016 | 15.0297 | 0.002189 | 0.13032 | 122018.0676 | 399943.7415 | 396534.0377 | 58.6775 | 0.13251 | 3552.0905 | 103.4466 | 0.36632 | 9819.3529 | 103.4466 | 58.7593 | 3468.4631 | 3527.2224 | 26263.6976 | 103.4466 | 58.7592 | 3468.4631 | 3527.2223
| 20 | 20 |  | 40.9823 | 0.0778 | 14.9032 | 0.064856 | 635.1644 | 77.2697 | 400002.52 | 3107.6596 | 400002.52 | 14.9032 | 90.4627 | 53.664 | 53.1812 | 3107.6596 | 3017.1969 | 41.1942 | 41.5682 | 14.9032 | 15.0385 | 0 | 0.1353 | 123627.8518 | 400002.52 | 396403.7629 | 0 | 0.1353 | 3626.7709 | 105.6215 | 0.37398 | 10024.8261 | 105.6112 | 1e-06 | 3598.7571 | 3598.7571 | 26796.3452 | 105.5446
|  | 33 |  | 40.9823 | 0.0778 | 14.9032 | 0.064856 | 635.1644 | 77.2697 | 400002.52 | 3107.6596 | 400002.52 | 14.9032 | 92.1306 | 53.6551 | 53.1723 | 3105.9917 | 3015.529 | 41.201 | 41.5752 | 14.9057 | 15.041 | 0.002473 | 0.13782 | 123627.8518 | 399936.1688 | 396337.4117 | 66.2902 | 0.14029 | 3760.5576 | 109.5177 | 0.38778 | 10394.6286 | 109.5071 | 66.3512 | 3665.1083 | 3731.4595 | 27784.4474 | 109.4365 | 66.3512 | 3665.1083 | 3731.4595
| 25 | 25 |  | 45.2131 | 0.097 | 14.9403 | 0.065464 | 630.782 | 79.491 | 400002.4988 | 3208.9355 | 400002.4987 | 14.9403 | 96.5821 | 53.5309 | 53.0285 | 3208.9355 | 3112.3534 | 41.2937 | 41.6848 | 14.9403 | 15.0818 | 0 | 0.14153 | 124719.6468 | 400002.4988 | 396248.7029 | 0 | 0.14153 | 3793.9038 | 110.4888 | 0.39119 | 10486.0052 | 110.4697 | 1e-06 | 3753.7959 | 3753.7959 | 27950.7641 | 110.0916
|  | 38 |  | 45.2131 | 0.097 | 14.9403 | 0.065464 | 630.782 | 79.491 | 400002.4988 | 3208.9355 | 400002.4987 | 14.9403 | 98.4614 | 53.5211 | 53.0187 | 3207.0562 | 3110.4741 | 41.3012 | 41.6925 | 14.943 | 15.0846 | 0.002729 | 0.14431 | 124719.6468 | 399929.4573 | 396175.6615 | 73.1525 | 0.14704 | 3941.6026 | 114.7902 | 0.40642 | 10894.2314 | 114.7704 | 73.0414 | 3826.8373 | 3899.8787 | 29038.4972 | 114.3759 | 73.0414 | 3826.8373 | 3899.8788
NG_once | 15 | 15 |  | 38.0213 | 0.0664 | 14.9126 | 0.06412 | 642.9141 | 75.0627 | 400002.7827 | 3010.3293 | 400002.7043 | 14.9126 | 3010.3273 | 53.6302 | 53.3037 | 3010.3293 | 2950.1227 | 41.2238 | 41.4763 | 14.9126 | 15.0039 | -3e-06 | 0.091334 | 121750.9837 | 400002.7827 | 397567.7631 | -0.080417 | 0.091331 | 2448.1823 | 71.2978 | 0.25247 | 6767.6363 | 71.2968 | 0 | 2435.0197 | 2435.0197 | 18131.1565 | 71.4144
|  | 28 |  | 51.0977 | 0.1304 | 14.9126 | 0.06412 | 642.9141 | 76.5741 | 395139.9338 | 3105.6736 | 400002.7043 | 14.9126 | 3010.3273 | 52.9782 | 52.6648 | 3105.6736 | 3043.5601 | 41.7312 | 41.9795 | 15.0961 | 15.186 | 0.18352 | 0.27337 | 116888.1348 | 395139.9338 | 392802.1711 | 4919.3905 | 0.45689 | 12247.1302 | 356.6699 | 1.263 | 33855.3727 | 356.6653 | 4862.8489 | 2337.7627 | 7200.6116 | 53615.7541 | 211.18 | 4862.8489 | 2337.7627 | 7200.6116
| 20 | 20 |  | 43.0216 | 0.0866 | 14.9244 | 0.064931 | 635.3268 | 77.722 | 400002.504 | 3131.3547 | 400002.504 | 14.9244 | 3131.3547 | 53.5876 | 53.2575 | 3131.3547 | 3068.7276 | 41.2526 | 41.5083 | 14.9244 | 15.017 | 0 | 0.09251 | 123207.757 | 400002.504 | 397538.3489 | 0 | 0.09251 | 2479.7861 | 72.2181 | 0.25571 | 6854.3346 | 72.2102 | 0 | 2464.1551 | 2464.1551 | 18348.0992 | 72.2689
|  | 33 |  | 56.0353 | 0.1656 | 14.9244 | 0.064931 | 635.3268 | 79.2917 | 395010.3196 | 3227.6672 | 400002.504 | 14.9244 | 3131.3547 | 52.9188 | 52.6021 | 3227.6672 | 3163.1139 | 41.7739 | 42.0254 | 15.1131 | 15.2041 | 0.18862 | 0.27962 | 118215.5726 | 395010.3196 | 392646.0082 | 5055.9919 | 0.46824 | 12551.3737 | 365.5303 | 1.2942 | 34693.0396 | 365.4901 | 4992.1844 | 2364.3115 | 7356.4958 | 54776.4678 | 215.7518 | 4992.1844 | 2364.3115 | 7356.4958
| 25 | 25 |  | 48.0419 | 0.112 | 14.9728 | 0.065565 | 631.1792 | 80.1305 | 400002.2045 | 3242.0896 | 400002.1878 | 14.9728 | 3242.089 | 53.4144 | 53.083 | 3242.0896 | 3177.2478 | 41.3832 | 41.6416 | 14.9728 | 15.0663 | -1e-06 | 0.093479 | 124091.7415 | 400002.2045 | 397520.3696 | -0.026806 | 0.093478 | 2505.7339 | 72.9738 | 0.25836 | 6925.5765 | 72.9607 | 0 | 2481.8348 | 2481.8348 | 18479.7421 | 72.7874
|  | 38 |  | 61.0132 | 0.209 | 14.9728 | 0.065565 | 631.1792 | 81.7566 | 394890.5223 | 3339.3206 | 400002.1878 | 14.9728 | 3242.089 | 52.7318 | 52.414 | 3339.3206 | 3272.5342 | 41.9189 | 42.173 | 15.1666 | 15.2586 | 0.19382 | 0.28576 | 118980.0593 | 394890.5223 | 392510.9211 | 5195.3542 | 0.47958 | 12855.4296 | 374.3852 | 1.3255 | 35531.0126 | 374.3181 | 5111.6822 | 2379.6012 | 7491.2834 | 55780.0959 | 219.7048 | 5111.6822 | 2379.6012 | 7491.2834
Coal_CT | 15 | 15 |  | 36.6113 | 0.0615 | 36.9871 | 0.24411 | 556.1739 | 310.292 | 400000.4112 | 10940.0473 | 400000.4112 | 36.9871 | 305.7121 | 36.0389 | 35.0318 | 10940.0473 | 10634.3352 | 135.7696 | 139.6727 | 36.9871 | 38.0504 | 0 | 1.0633 | 400000.4112 | 400000.4112 | 388822.6734 | 0 | 1.0633 | 28502.1532 | 830.0606 | 3.9031 | 104623.9291 | 1102.2099 | 0 | 11177.7378 | 11177.7378 | 83229.4358 | 327.8214
|  | 28 |  | 36.6113 | 0.0615 | 36.9871 | 0.24411 | 556.1739 | 310.292 | 400000.4112 | 10940.0473 | 400000.4112 | 36.9871 | 310.9805 | 36.0216 | 35.0145 | 10934.779 | 10629.0669 | 135.835 | 139.7419 | 37.0049 | 38.0692 | 0.01782 | 1.0822 | 400000.4112 | 399807.7859 | 388630.0481 | 477.6758 | 1.1 | 29485.3826 | 858.6949 | 4.0377 | 108233.1064 | 1140.2324 | 192.6252 | 11370.3631 | 11562.9883 | 86098.0109 | 339.12 | 192.6252 | 11370.363 | 11562.9883
| 20 | 20 |  | 40.9823 | 0.0778 | 37.2552 | 0.25006 | 546.8596 | 315.9075 | 400000.5928 | 11174.1146 | 400000.5928 | 37.2552 | 325.275 | 35.7796 | 34.738 | 11174.1146 | 10848.8396 | 136.7467 | 140.8467 | 37.2552 | 38.3722 | 0 | 1.117 | 400000.5928 | 400000.5928 | 388356.7009 | 0 | 1.117 | 29941.9356 | 871.991 | 4.1 | 109902.9416 | 1157.8241 | 0 | 11643.8919 | 11643.8919 | 86700.4191 | 341.4928
|  | 33 |  | 40.9823 | 0.0778 | 37.2552 | 0.25006 | 546.8596 | 315.9075 | 400000.5928 | 11174.1146 | 400000.5928 | 37.2552 | 331.2722 | 35.7604 | 34.7188 | 11168.1174 | 10842.8424 | 136.8201 | 140.9246 | 37.2752 | 38.3934 | 0.020006 | 1.1382 | 400000.5928 | 399785.9114 | 388142.0195 | 536.2728 | 1.1582 | 31047.1305 | 904.1773 | 4.2513 | 113959.5988 | 1200.5609 | 214.6813 | 11858.5733 | 12073.2546 | 89897.4537 | 354.0851 | 214.6813 | 11858.5732 | 12073.2546
| 25 | 25 |  | 45.2131 | 0.097 | 37.5236 | 0.25616 | 537.6444 | 321.4839 | 400000.1181 | 11403.6236 | 400000.1181 | 37.5236 | 343.2258 | 35.5236 | 34.4544 | 11403.6236 | 11060.3979 | 137.7247 | 141.9985 | 37.5236 | 38.6881 | 0 | 1.1644 | 400000.1181 | 400000.1181 | 387960.932 | 0 | 1.1644 | 31213.2984 | 909.0165 | 4.2739 | 114563.4815 | 1206.9227 | 0 | 12039.1862 | 12039.1862 | 89643.7801 | 353.086
|  | 38 |  | 45.2131 | 0.097 | 37.5236 | 0.25616 | 537.6444 | 321.4839 | 400000.1181 | 11403.6236 | 400000.1181 | 37.5236 | 349.9043 | 35.5028 | 34.4336 | 11396.9452 | 11053.7194 | 137.8054 | 142.0843 | 37.5456 | 38.7115 | 0.021988 | 1.1878 | 400000.1181 | 399765.8595 | 387726.6734 | 589.4015 | 1.2098 | 32429.2809 | 944.4293 | 4.4404 | 119026.553 | 1253.9411 | 234.2586 | 12273.4447 | 12507.7033 | 93132.3588 | 366.8267 | 234.2586 | 12273.4447 | 12507.7033
Coal_once | 15 | 15 |  | 38.0213 | 0.0664 | 37.1132 | 0.24489 | 556.3 | 312.0258 | 400001.0632 | 11012.1148 | 400001.0632 | 37.1132 | 0 | 35.9165 | 35.1982 | 11012.1148 | 10791.8725 | 136.2317 | 139.0119 | 37.1132 | 37.8706 | 0 | 0.75741 | 400001.0632 | 400001.0632 | 392001.042 | 0 | 0.75741 | 20302.8831 | 591.2754 | 2.7802 | 74525.9995 | 785.1291 | 0 | 8000.0213 | 8000.0213 | 59568.1583 | 234.6251
|  | 28 |  | 51.0977 | 0.1304 | 37.1132 | 0.24489 | 556.3 | 317.4144 | 385425.5917 | 11297.5616 | 400001.0632 | 37.1132 | 0 | 34.6078 | 33.9156 | 11297.5616 | 11071.6104 | 141.3835 | 144.2689 | 38.5167 | 39.3027 | 1.4035 | 2.1895 | 385425.5917 | 385425.5917 | 377717.0799 | 37621.472 | 3.593 | 96313.6198 | 2804.9158 | 13.189 | 353539.3837 | 3724.5265 | 14575.4715 | 7708.5118 | 22283.9833 | 165926.5399 | 653.546 | 14575.4715 | 7708.5118 | 22283.9833
| 20 | 20 |  | 43.0216 | 0.0866 | 37.4447 | 0.25124 | 547.049 | 318.5126 | 400000.3637 | 11281.0787 | 400000.3637 | 37.4447 | 0 | 35.5985 | 34.8865 | 11281.0787 | 11055.4571 | 137.4409 | 140.2458 | 37.4447 | 38.2089 | 0 | 0.76418 | 400000.3637 | 400000.3637 | 392000.3565 | 0 | 0.76418 | 20484.2498 | 596.5573 | 2.8049 | 75187.6455 | 792.0995 | 0 | 8000.0073 | 8000.0073 | 59568.0542 | 234.6247
|  | 33 |  | 56.0353 | 0.1656 | 37.4447 | 0.25124 | 547.049 | 320 | 380551.6707 | 11418.9486 | 400000.3637 | 37.4447 | 0 | 33.8676 | 33.1903 | 11418.9486 | 11190.5696 | 144.4651 | 147.4133 | 39.3584 | 40.1616 | 1.9137 | 2.7169 | 380551.6707 | 380551.6707 | 372940.6373 | 51297.0726 | 4.6306 | 124125.2608 | 3614.8667 | 16.9966 | 455603.022 | 4799.7638 | 19448.6931 | 7611.0334 | 27059.7265 | 201486.7233 | 793.6093 | 19448.6931 | 7611.0334 | 27059.7265 | 27059.4808
| 25 | 25 |  | 48.0419 | 0.112 | 33.7524 | 0.23209 | 533.8732 | 287.3462 | 353394.4479 | 10209.4799 | 353394.4479 | 33.7524 | 0 | 34.8912 | 34.1934 | 10209.4799 | 10005.2903 | 123.9079 | 126.4366 | 33.7524 | 34.4413 | 0 | 0.68883 | 353394.4479 | 353394.4479 | 346326.5589 | 0 | 0.68883 | 18464.3674 | 537.7328 | 2.5287 | 67784.0675 | 714.1031 | 0 | 7067.889 | 7067.889 | 52627.5012 | 207.2875
|  | 38 |  | 61.0132 | 0.209 | 33.7524 | 0.23209 | 533.8732 | 292.3386 | 340342.6227 | 10455.7515 | 353394.4479 | 33.7524 | 0 | 33.6026 | 32.9305 | 10455.7515 | 10246.6365 | 128.6596 | 131.2853 | 35.0468 | 35.7621 | 1.2944 | 2.0096 | 340342.6227 | 340342.6227 | 333535.7703 | 34696.4985 | 3.304 | 88565.4611 | 2579.2682 | 12.1292 | 325130.4017 | 3425.2387 | 13051.8251 | 6806.8525 | 19858.6776 | 147867.7134 | 582.4165 | 13051.8251 | 6806.8525 | 19858.6776 | 66465.293
45082.969
from simulations directly

## Results_DT15
|  | LHV | 30 |  |  |  |  | Dtcond | 15 |  | m_cw_in |  |  | m_mu_in | [15 empty] | hours |  | 7446 | [8 empty] | 0.02
[11 empty] | m_cw_f |  |  | m_mu_f | Actual water used
| Dtamb_air | T_water_in | T_water_out | T_out_LPST | P_out_LPST | m_fuel_sim | X_CO2_fg | m_fg_out | m_steam_sim_LPST | W_net_sim | m_Cool_water_sim | W_initial | m_fuel_initial | m_MUwater_initial | Efficiency_temp | Efficiency_noMU_water | Mass_water_tmp | Mass_CW_noMUwater | Mass_CO2_tmp | Mass_CO2_noMUwater | m_fuel_tmp | m_fuel_noMUwater | dm_fuel_tmp | dm_fuel_noMUwater | W_net_ST | W_net_tot_tmp | W_net_tot_noMUwater | dm_fuel_temp* | dm_fuel_tot* | dm_fuel_tot |  | Added CO2 emissions | Added CO2 emissions | Added CO2 emissions | dWqual | dWquant | dW* | dW |  | dWqual | dWquant | dW* | dW*cor
| [C] | [C] | [C] | [C] | [bar] | [kg/s] | [%] | [kg/s] | [kg/s] | [kW] | [kg/s] | [kW] | [kg/s] | [kg/s] | [%] | [%] | [kg/s] | [kg/s] | [kg/s] | [kg/s] | [kg/s] | [kg/s] | [kg/s] | [kg/s] | [kW] | [kW] | [kW] | [ton/a] | [kg/sec] | [ton/a] |  | [kg/sec] | [ton/a] | [relative] | real | real | [kW] | [MWh/a] | [relative] | eq | eq | [kW]
NG_CT | 15 | 15 |  | 38.5981 | 0.0685 | 14.9186 | 0.064144 | 642.9318 | 75.1942 | 400002.1565 | 2614.6649 | 400002.1564 | 14.9186 | 79.6022 | 53.6086 | 53.1123 | 2614.6649 | 2535.0627 | 41.2403 | 41.6256 | 14.9186 | 15.058 | 0 | 0.1394 | 121628.8549 | 400002.1565 | 396299.2248 | 0 | 0.1394 | 3736.5934 | 100 | 0.38534 | 10329.257 | 100 | 9.9995e-07 | 3702.9317 | 3702.9317 | 27572.0294 | 100
|  | 30 |  | 38.5981 | 0.0685 | 14.9186 | 0.064144 | 642.9318 | 75.1942 | 400002.1565 | 2614.6649 | 400002.1564 | 14.9186 | 81.1809 | 53.5987 | 53.1025 | 2613.0862 | 2533.484 | 41.2479 | 41.6333 | 14.9213 | 15.0608 | 0.002739 | 0.14219 | 121628.8549 | 399928.7204 | 396225.7887 | 73.4205 | 0.14493 | 3884.8284 | 103.9671 | 0.40063 | 10739.0305 | 103.9671 | 73.436 | 3776.3677 | 3849.8038 | 28665.639 | 103.9664 | 73.436 | 3776.3677 | 3849.8038
| 20 | 20 |  | 42.8883 | 0.086 | 14.9235 | 0.064928 | 635.3193 | 77.6964 | 400002.3881 | 2712.464 | 400002.3881 | 14.9235 | 86.1342 | 53.5911 | 53.0668 | 2712.464 | 2626.3298 | 41.2499 | 41.6574 | 14.9235 | 15.0709 | 0 | 0.14743 | 123226.9276 | 400002.3881 | 396089.3234 | 0 | 0.14743 | 3952.03 | 105.7656 | 0.40752 | 10923.82 | 105.7561 | 0 | 3913.0646 | 3913.0646 | 29136.6792 | 105.6748
|  | 35 |  | 42.8883 | 0.086 | 14.9235 | 0.064928 | 635.3193 | 77.6964 | 400002.3881 | 2712.464 | 400002.3881 | 14.9235 | 87.9598 | 53.58 | 53.0557 | 2710.6384 | 2624.5042 | 41.2584 | 41.6661 | 14.9266 | 15.0741 | 0.003095 | 0.15059 | 123226.9276 | 399919.4507 | 396006.3861 | 82.9633 | 0.15368 | 4119.5918 | 110.2499 | 0.4248 | 11386.9782 | 110.2401 | 82.9373 | 3996.002 | 4078.9393 | 30371.7822 | 110.1543 | 82.9373 | 3996.002 | 4078.9393
| 25 | 25 |  | 47.2293 | 0.1075 | 14.9638 | 0.065537 | 631.0695 | 79.9495 | 400004.2095 | 2801.5447 | 400003.1873 | 14.9638 | 92.0902 | 53.4468 | 52.901 | 2801.5444 | 2709.4545 | 41.3584 | 41.7851 | 14.9638 | 15.1182 | -6e-06 | 0.15438 | 124267.0518 | 400004.1952 | 395919.4009 | -0.16083 | 0.15437 | 4138.0609 | 110.7442 | 0.42667 | 11437.1738 | 110.726 | 0.014284 | 4084.8085 | 4084.8228 | 30415.5907 | 110.3132
|  | 40 |  | 47.2293 | 0.1075 | 14.9638 | 0.065537 | 631.0695 | 79.9495 | 400004.2095 | 2801.5447 | 400003.1873 | 14.9638 | 94.1489 | 53.4346 | 52.8888 | 2799.4856 | 2707.3957 | 41.3678 | 41.7947 | 14.9672 | 15.1217 | 0.003411 | 0.15787 | 124267.0518 | 399912.8746 | 395828.0803 | 91.4339 | 0.16128 | 4323.1536 | 115.6977 | 0.44576 | 11948.7509 | 115.6787 | 91.3349 | 4176.1291 | 4267.464 | 31775.5371 | 115.2456 | 91.3206 | 4176.1291 | 4267.4498
NG_once | 15 | 15 |  | 40.0395 | 0.074 | 14.9322 | 0.064198 | 642.9719 | 75.509 | 400001.606 | 2629.0365 | 400001.6257 | 14.9322 | 2629.0369 | 53.5596 | 53.2346 | 2629.0365 | 2576.4558 | 41.2777 | 41.5297 | 14.9322 | 15.0234 | 1e-06 | 0.091156 | 121352.037 | 400001.606 | 397574.5652 | 0.026806 | 0.091157 | 2443.5181 | 65.3943 | 0.25199 | 6754.6835 | 65.3937 | 0 | 2427.0407 | 2427.0407 | 18071.7454 | 65.5438
|  | 30 |  | 55.051 | 0.158 | 14.9322 | 0.064198 | 642.9719 | 77.2652 | 394390.2315 | 2723.8155 | 400001.6257 | 14.9322 | 2629.0369 | 52.8083 | 52.4983 | 2723.8155 | 2669.3392 | 41.865 | 42.1121 | 15.1447 | 15.2341 | 0.21246 | 0.30187 | 115740.6625 | 394390.2315 | 392075.4183 | 5695.0106 | 0.51433 | 13786.817 | 368.9675 | 1.4218 | 38111.2734 | 368.9643 | 5611.3744 | 2314.8133 | 7926.1877 | 59018.3935 | 214.0517 | 5611.3744 | 2314.8133 | 7926.1877
| 20 | 20 |  | 45.0114 | 0.096 | 14.9458 | 0.065007 | 635.4902 | 78.1728 | 400002.8131 | 2733.9899 | 400002.8066 | 14.9458 | 2733.9895 | 53.511 | 53.1825 | 2733.9899 | 2679.3101 | 41.3113 | 41.5665 | 14.9458 | 15.0381 | 0 | 0.092322 | 122785.2091 | 400002.8131 | 397547.1089 | 0 | 0.092322 | 2474.7466 | 66.23 | 0.25518 | 6840.3748 | 66.2233 | 0 | 2455.7042 | 2455.7042 | 18285.1733 | 66.3178
|  | 35 |  | 60.0586 | 0.2 | 14.9458 | 0.065007 | 635.4902 | 80.01 | 394200.4748 | 2830.472 | 400002.8066 | 14.9458 | 2733.9895 | 52.7348 | 52.4218 | 2830.472 | 2773.8625 | 41.9193 | 42.1696 | 15.1658 | 15.2564 | 0.21999 | 0.31054 | 116982.8708 | 394200.4748 | 391860.8174 | 5896.9907 | 0.53053 | 14221.2286 | 380.5934 | 1.4664 | 39308.4823 | 380.5548 | 5802.3383 | 2339.6574 | 8141.9957 | 60625.3003 | 219.8797 | 5802.3383 | 2339.6574 | 8141.9957
| 25 | 25 |  | 50.0794 | 0.124 | 14.9969 | 0.065639 | 631.4731 | 80.6006 | 400003.2193 | 2830.6903 | 400003.2193 | 14.9969 | 2830.6903 | 53.3287 | 52.9991 | 2830.6903 | 2774.0765 | 41.4494 | 41.7072 | 14.9969 | 15.0902 | 0 | 0.093278 | 123628.4383 | 400003.2193 | 397530.6505 | 0 | 0.093278 | 2500.3728 | 66.9158 | 0.25781 | 6910.6605 | 66.9038 | 0 | 2472.5688 | 2472.5688 | 18410.747 | 66.7733
|  | 40 |  | 65.0525 | 0.251 | 14.9969 | 0.065639 | 631.4731 | 82.5011 | 394071.1044 | 2927.9779 | 400003.2193 | 14.9969 | 2830.6903 | 52.5378 | 52.224 | 2927.9779 | 2869.4183 | 42.0734 | 42.3262 | 15.2227 | 15.3141 | 0.22576 | 0.31723 | 117696.3234 | 394071.1044 | 391717.178 | 6051.4982 | 0.54299 | 14555.0923 | 389.5284 | 1.5007 | 40228.1223 | 389.458 | 5932.1148 | 2353.9265 | 8286.0413 | 61697.8636 | 223.7698 | 5932.1148 | 2353.9265 | 8286.0413
Coal_CT | 15 | 15 |  | 38.5981 | 0.0685 | 37.1736 | 0.24526 | 556.3604 | 312.8184 | 400000.9131 | 9571.2412 | 400000.9131 | 37.1736 | 291.3925 | 35.8582 | 34.7665 | 9571.2412 | 9279.8486 | 136.453 | 140.7377 | 37.1736 | 38.3409 | 0 | 1.1673 | 400000.9131 | 400000.9131 | 387823.0483 | 0 | 1.1673 | 31289.4263 | 837.3784 | 4.2847 | 114853.986 | 1111.9288 | 0 | 12177.8648 | 12177.8648 | 90676.3812 | 328.8709
|  | 30 |  | 38.5981 | 0.0685 | 37.1736 | 0.24526 | 556.3604 | 312.8184 | 400000.9131 | 9571.2412 | 400000.9131 | 37.1736 | 297.1714 | 35.8365 | 34.7448 | 9565.4623 | 9274.0698 | 136.5354 | 140.8254 | 37.196 | 38.3648 | 0.022458 | 1.1912 | 400000.9131 | 399759.4034 | 387581.5386 | 602.0002 | 1.2136 | 32531.8391 | 870.6283 | 4.4548 | 119414.5061 | 1156.0803 | 241.5097 | 12419.3745 | 12660.8842 | 94272.944 | 341.9151 | 241.5098 | 12419.3745 | 12660.8843
| 20 | 20 |  | 42.8883 | 0.086 | 37.4379 | 0.2512 | 547.0422 | 318.3938 | 400000.6596 | 9771.9505 | 400000.6596 | 37.4379 | 310.3084 | 35.605 | 34.4744 | 9771.9505 | 9461.6421 | 137.4159 | 141.9227 | 37.4379 | 38.6657 | 0 | 1.2278 | 400000.6596 | 400000.6596 | 387298.6344 | 0 | 1.2278 | 32912.7198 | 880.8215 | 4.5068 | 120806.2764 | 1169.5544 | 0 | 12702.0252 | 12702.0252 | 94579.2795 | 343.0262
|  | 35 |  | 42.8883 | 0.086 | 37.4379 | 0.2512 | 547.0422 | 318.3938 | 400000.6596 | 9771.9505 | 400000.6596 | 37.4379 | 316.8854 | 35.581 | 34.4504 | 9765.3735 | 9455.0652 | 137.5085 | 142.0214 | 37.4631 | 38.6926 | 0.025214 | 1.2547 | 400000.6596 | 399731.4405 | 387029.4153 | 675.8764 | 1.2799 | 34309.5597 | 918.2043 | 4.698 | 125933.3828 | 1219.1911 | 269.2191 | 12971.2442 | 13240.4633 | 98588.4896 | 357.567 | 269.219 | 12971.2442 | 13240.4633
| 25 | 25 |  | 47.2293 | 0.1075 | 37.721 | 0.25741 | 537.8418 | 324.1833 | 400000.2634 | 9977.5798 | 400000.2634 | 37.721 | 327.9761 | 35.3377 | 34.1761 | 9977.5798 | 9649.6037 | 138.4479 | 143.1536 | 37.721 | 39.0031 | 0 | 1.2821 | 400000.2634 | 400000.2634 | 386851.7328 | 0 | 1.2821 | 34367.0309 | 919.7423 | 4.7056 | 126137.7299 | 1221.1694 | 0 | 13148.5306 | 13148.5306 | 97903.9585 | 355.0843
|  | 40 |  | 47.2293 | 0.1075 | 37.721 | 0.25741 | 537.8418 | 324.1833 | 400000.2634 | 9977.5798 | 400000.2634 | 37.721 | 335.3083 | 35.3117 | 34.1501 | 9970.2475 | 9642.2715 | 138.5497 | 143.2624 | 37.7488 | 39.0328 | 0.027741 | 1.3117 | 400000.2634 | 399706.3129 | 386557.7824 | 743.6141 | 1.3395 | 35905.6723 | 960.92 | 4.9163 | 131785.0243 | 1275.8422 | 293.9505 | 13442.481 | 13736.4315 | 102281.4687 | 370.961 | 293.9505 | 13442.481 | 13736.4315
Coal_once | 15 | 15 |  | 40.0395 | 0.074 | 37.3047 | 0.24607 | 556.4916 | 314.6209 | 400000.8963 | 9635.9279 | 400000.8963 | 37.3047 | 0 | 35.7321 | 35.0174 | 9635.9279 | 9443.2093 | 136.9335 | 139.7281 | 37.3047 | 38.0661 | 0 | 0.76132 | 400000.8963 | 400000.8963 | 392000.8784 | 0 | 0.76132 | 20407.6662 | 546.157 | 2.7946 | 74909.9461 | 725.2211 | 0 | 8000.0179 | 8000.0179 | 59568.1335 | 216.0455
|  | 30 |  | 55.051 | 0.158 | 37.3047 | 0.24607 | 556.4916 | 320 | 382142.2559 | 9891.2846 | 400000.8963 | 37.3047 | 0 | 34.1368 | 33.454 | 9891.2846 | 9693.4589 | 143.3328 | 146.258 | 39.0481 | 39.845 | 1.7434 | 2.5403 | 382142.2559 | 382142.2559 | 374499.4108 | 46731.8376 | 4.2836 | 114825.0579 | 3072.9877 | 15.7238 | 421485.6716 | 4080.5033 | 17858.6404 | 7642.8451 | 25501.4855 | 189884.0612 | 688.6837 | 17858.6404 | 7642.8451 | 25501.4855
| 20 | 20 |  | 45.0114 | 0.096 | 34.1871 | 0.2308 | 543.7914 | 314.0382 | 391140.4833 | 9651.0868 | 391140.4833 | 34.1871 | 0 | 38.127 | 37.3644 | 9651.0868 | 9458.0651 | 125.5058 | 128.0671 | 34.1871 | 34.8848 | 0 | 0.69769 | 391140.4833 | 391140.4833 | 383317.6737 | 0 | 0.69769 | 18702.1331 | 500.5129 | 2.5613 | 68658.3917 | 664.6983 | 0 | 7822.8097 | 7822.8097 | 58248.6408 | 211.2599
|  | 35 |  | 50.0794 | 0.124 | 37.1182 | 0.25359 | 537.239 | 319.7384 | 389911.3807 | 9856.6462 | 389911.3807 | 37.1182 | 0 | 35.0059 | 34.3057 | 9856.6462 | 9659.5133 | 136.2391 | 139.0195 | 37.1182 | 37.8757 | 0 | 0.75751 | 389911.3807 | 389911.3807 | 382113.1531 | 0 | 0.75751 | 20305.6173 | 543.4259 | 2.7804 | 74529.9755 | 721.5425 | 1229.1027 | 7798.2276 | 9027.3303 | 67217.5012 | 243.7887 | 1229.1027 | 7798.2276 | 9027.3303 | 17887.1103
| 25 | 25 |  | 65.0525 | 0.251 | 37.1182 | 0.25359 | 537.239 | 320 | 366141.5061 | 9935.6285 | 389911.3807 | 37.1182 | 0 | 32.8718 | 32.2144 | 9935.6285 | 9736.9159 | 145.0837 | 148.0446 | 39.5279 | 40.3346 | 2.4097 | 3.2164 | 366141.5061 | 366141.5061 | 358818.676 | 64593.6688 | 5.6261 | 150811.2006 | 4036.0613 | 20.6501 | 553539.1969 | 5358.945 | 0 | 7322.8301 | 7322.8301 | 54525.7931 | 197.7576
|  | 40 |  | 0 | 0 | 0 | 0 | 0 | 0 | 0 | 0 | 0 | 0 | 0 | 0 | 0 | 0 | 0 | 0 | 0 | 0 | 0 | 0 | 0 | 0 | 0 | 0 | 0 | 0 | 0 | 0 | #DIV/0! | #DIV/0! | #DIV/0! | 366141.5061 | 0 | 366141.5061 | 2726289.6546 | 9887.8817 | 366141.5061 | #DIV/0! | #DIV/0! | #DIV/0!
382142.2559
from simulations directly

## Validation
Tin=15 | [10 empty] | 2.7067 |  |  |  |  | 0.057333
[10 empty] | COW_once |  |  | COW_CT | [5 empty] | COE = 80 | [5 empty] | COE=90 | [5 empty] | COE=100 | [5 empty] | COE=110 | [5 empty] | COE=120
Coal | Simulation | Equation | Error | Simulation | Equation | Error | Simulation | Equation | Error | Simulation | Equation | Error | Simulation | Equation | Error | COE_coal | 75 | 3 | COW_once |  |  | COW_CT |  |  | COW_once |  |  | COW_CT |  |  | COW_once |  |  | COW_CT |  |  | COW_once |  |  | COW_CT |  |  | COW_once |  |  | COW_CT
DT=3 | 12494.8327 | 47520.5516 | 280.3216 | 2036.7135 | 14435.8033 | 608.7793 | #REF! | 6458.2244 | #REF! | 2.0914 | 2.7067 | 29.4219 | 1.1906 | 1.2109 | 1.7056 | COE_ng | 75 | 5 | Simulation | Equation | Error | Simulation | Equation | Error | Simulation | Equation | Error | Simulation | Equation | Error | Simulation | Equation | Error | Simulation | Equation | Error | Simulation | Equation | Error | Simulation | Equation | Error | Simulation | Equation | Error | Simulation | Equation | Error
DT=5 | 27717.1172 | 28512.3309 | 2.869 | 19095.0238 | 18726.3389 | -1.9308 | 7408.4716 | 7517.29 | 1.4688 | #REF! | 3.5112 | #REF! | #REF! | 1.4095 | #REF! |  |  | 7
DT=7 | 19879.181 | 20365.9507 | 2.4486 | 23590.3032 | 23016.8745 | -2.4308 | 8431.2472 | 8581.8884 | 1.7867 | 2.951 | 4.3157 | 46.2461 | 1.5809 | 1.6091 | 1.7866 | %cons | 0.02 | 9 | 0.34874 | 0.33753 | -3.2125 | 0.19237 | 0.18855 | -1.9845 | 0.39233 | 0.37973 | -3.2125 | 0.21642 | 0.21212 | -1.9845 | 0.43592 | 0.42192 | -3.2125 | 0.24046 | 0.23569 | -1.9845 | 0.47951 | 0.46411 | -3.2125 | 0.26451 | 0.25926 | -1.9845 | 0.52311 | 0.5063 | -3.2125 | 0.28856 | 0.28283 | -1.9845
DT=9 | 15522.0029 | 15840.1839 | 2.0499 | 27922.5861 | 27307.41 | -2.2031 | 9455.0331 | 9652.0196 | 2.0834 | 3.3629 | 5.1201 | 52.255 | 1.7728 | 1.8098 | 2.0834 | Wnet.tot | 400000 | 11
DT=11 | 12750.1872 | 12960.1504 | 1.6467 | 31923.8198 | 31597.9456 | -1.0208 | 10496.0538 | 10727.6836 | 2.2068 | 3.7527 | 5.9246 | 57.8749 | 1.968 | 2.0114 | 2.2068 | Wst/Wtot_CCPP | 0.31 | 13
DT=13 | 10831.5193 | 10966.2811 | 1.2442 | 36254.8814 | 35888.4811 | -1.0106 | 11562.9883 | 11808.8804 | 2.1265 | 4.1782 | 6.7291 | 61.0506 | 2.1681 | 2.2142 | 2.1265 |  |  | 15
DT=15 | 9424.4112 | 9504.1103 | 0.84567 | 40343.2705 | 40179.0167 | -0.40714 | 12660.8842 | 12895.61 | 1.8539 |  | 7.5336 | #DIV/0! |  |  | #DIV/0!
NG | [18 empty] | 1.2993 | 1.2557 | -3.3563 | 0.44282 | 0.44236 | -0.10508 | 1.4618 | 1.4127 | -3.3563 | 0.49818 | 0.49765 | -0.10508 | 1.6242 | 1.5697 | -3.3563 | 0.55353 | 0.55295 | -0.10508 | 1.7866 | 1.7266 | -3.3563 | 0.60888 | 0.60824 | -0.10508 | 1.949 | 1.8836 | -3.3563 | 0.66423 | 0.66354 | -0.10508
DT=3 | #REF! | 13011.5796 | #REF! | #REF! | 4594.6211 | #REF! | #REF! | 2002.0496 | #REF! | 0.65955 | 0.86149 | 30.6173 | 0.3688 | 0.37538 | 1.7861 | %cons CT, DT=3 | 0.01605 | 3
DT=5 | 7613.5691 | 7806.9478 | 2.5399 | 6126.6843 | 6004.3685 | -1.9964 | 2288.5481 | 2330.3599 | 1.827 | #REF! | 1.1258 | #REF! | #REF! | 0.43694 | #REF! | %cons CT, DT=5 | 0.01875 | 5
DT=7 | 5465.116 | 5576.3913 | 2.0361 | 7635.3722 | 7414.1159 | -2.8978 | 2562.281 | 2660.3854 | 3.8288 | 0.94279 | 1.3901 | 47.4498 | 0.48679 | 0.49882 | 2.4712 | %cons CT, DT=7 | 0.02145 | 7 | 0.40249 | 0.39235 | -2.5193 | 0.21196 | 0.21347 | 0.71266 | 0.45281 | 0.4414 | -2.5193 | 0.23846 | 0.24016 | 0.71266 | 0.50312 | 0.49044 | -2.5193 | 0.26495 | 0.26684 | 0.71266 | 0.55343 | 0.53949 | -2.5193 | 0.29145 | 0.29353 | 0.71266 | 0.60374 | 0.58853 | -2.5193 | 0.31795 | 0.32021 | 0.71266
DT=9 | 4270.6779 | 4337.1932 | 1.5575 | 9101.95 | 8823.8633 | -3.0552 | 2902.4201 | 2992.1261 | 3.0907 | 1.0791 | 1.6545 | 53.3238 | 0.5442 | 0.56102 | 3.0907 | %cons CT, DT=9 | 0.02415 | 9
DT=11 | 3510.9501 | 3548.6126 | 1.0727 | 10470.0824 | 10233.6107 | -2.2585 | 3212.1034 | 3325.5819 | 3.5328 | 1.2084 | 1.9188 | 58.789 | 0.60227 | 0.62355 | 3.5329 | %cons CT, DT=11 | 0.02685 | 11
DT=13 | 2985.1285 | 3002.6722 | 0.5877 | 11962.4719 | 11643.3581 | -2.6676 | 3527.2495 | 3660.7529 | 3.7849 | 1.3501 | 2.1831 | 61.6996 | 0.66135 | 0.68639 | 3.7857 | %cons CT, DT=13 | 0.02955 | 13
DT=15 | 2599.5387 | 2602.3159 | 0.10684 | 13385.6722 | 13053.1055 | -2.4845 | 3849.8334 | 3997.6391 | 3.8393 |  | 2.4475 | #DIV/0! |  |  | #DIV/0! |  |  | 15
Tin=20 | [15 empty] | %cons CT, DT=7 | 0.02145 |  | 1.5252 | 1.4773 | -3.1427 | 0.4865 | 0.50083 | 2.9444 | 1.7159 | 1.6619 | -3.1427 | 0.54731 | 0.56343 | 2.9444 | 1.9065 | 1.8466 | -3.1427 | 0.60813 | 0.62603 | 2.9444 | 2.0972 | 2.0313 | -3.1427 | 0.66894 | 0.68863 | 2.9444 | 2.2878 | 2.2159 | -3.1427 | 0.72975 | 0.75124 | 2.9444
[10 empty] | COW_once |  |  | COW_CT |  |  | Eff_coalPP | 0.36
Coal | Simulation | Equation | Error | Simulation | Equation | Error | Simulation | Equation | Error | Simulation | Equation | Error | Simulation | Equation | Error | Eff_ngPP | 0.54 | 3 | COW_once |  |  | COW_CT |  |  | COW_once |  |  | COW_CT |  |  | COW_once |  |  | COW_CT |  |  | COW_once |  |  | COW_CT |  |  | COW_once |  |  | COW_CT
DT=3 | #REF! | 47520.5516 | #REF! | #REF! | 14435.8033 | #REF! | #REF! | 6458.2244 | #REF! | 2.1013 | 2.7067 | 28.8122 | 1.2152 | 1.2109 | -0.3563 |  |  | 5 | Simulation | Equation | Error | Simulation | Equation | Error | Simulation | Equation | Error | Simulation | Equation | Error | Simulation | Equation | Error | Simulation | Equation | Error | Simulation | Equation | Error | Simulation | Equation | Error | Simulation | Equation | Error | Simulation | Equation | Error
DT=5 | 0 | 28512.3309 | #DIV/0! | 8044.8041 | 18726.3389 | 132.7756 | 7502.7239 | 7517.29 | 0.19414 | #REF! | 3.5112 | #REF! | #REF! | 1.4095 | #REF! |  |  | 7
DT=7 | 0 | 20365.9507 | #DIV/0! | 12307.5379 | 23016.8745 | 87.0145 | 8592.4336 | 8581.8884 | -0.12273 | 2.9611 | 4.3157 | 45.7442 | 1.635 | 1.6091 | -1.5864 |  |  | 9 | 0.34157 | 0.33753 | -1.1812 | 0.1884 | 0.18855 | 0.081097 | 0.38426 | 0.37973 | -1.1812 | 0.21195 | 0.21212 | 0.081097 | 0.42696 | 0.42192 | -1.1812 | 0.2355 | 0.23569 | 0.081097 | 0.46966 | 0.46411 | -1.1812 | 0.25905 | 0.25926 | 0.081097 | 0.51235 | 0.5063 | -1.1812 | 0.2826 | 0.28283 | 0.081097
DT=9 | 0 | 15840.1839 | #DIV/0! | 17024.3068 | 27307.41 | 60.4025 | 9680.0466 | 9652.0196 | -0.28953 | 3.3582 | 5.1201 | 52.4677 | 1.8412 | 1.8098 | -1.7091 |  |  | 11
DT=11 | 0 | 12960.1504 | #DIV/0! | 21360.9143 | 31597.9456 | 47.9241 | 10781.78 | 10727.6836 | -0.50174 | 3.9026 | 5.9246 | 51.8114 | 2.0502 | 2.0114 | -1.8928 |  |  | 13
DT=13 | 0 | 10966.2811 | #DIV/0! | 29935.5084 | 35888.4811 | 19.886 | 11972.7807 | 11808.8804 | -1.3689 | 5.0737 | 6.7291 | 32.6269 | 2.2637 | 2.2142 | -2.1898 |  |  | 15
DT=15 | 9834.3072 | 9504.1103 | -3.3576 | 55406.0833 | 40179.0167 | -27.4827 | 13240.4717 | 12895.61 | -2.6046 |  | 7.5336 | #DIV/0! |  |  | #DIV/0!
NG | [18 empty] | 1.2773 | 1.2557 | -1.6878 | 0.43387 | 0.44236 | 1.9563 | 1.437 | 1.4127 | -1.6878 | 0.4881 | 0.49765 | 1.9563 | 1.5966 | 1.5697 | -1.6878 | 0.54234 | 0.55295 | 1.9563 | 1.7563 | 1.7266 | -1.6878 | 0.59657 | 0.60824 | 1.9563 | 1.9159 | 1.8836 | -1.6878 | 0.6508 | 0.66354 | 1.9563
DT=3 | #REF! | 13011.5796 | #REF! | #REF! | 4594.6211 | #REF! | #REF! | 2002.0496 | #REF! | 0.67307 | 0.86149 | 27.9942 | 0.38188 | 0.37538 | -1.702 |  |  | 3
DT=5 | 0 | 7806.9478 | #DIV/0! | 2504.09 | 6004.3685 | 139.7825 | 2350.098 | 2330.3599 | -0.83988 | #REF! | 1.1258 | #REF! | #REF! | 0.43694 | #REF! |  |  | 5
DT=7 | 0 | 5576.3913 | #DIV/0! | 3944.1566 | 7414.1159 | 87.9772 | 2655.5821 | 2660.3854 | 0.18088 | 0.96209 | 1.3901 | 44.493 | 0.51048 | 0.49882 | -2.2831 |  |  | 7 | 0.39453 | 0.39235 | -0.55258 | 0.20955 | 0.21347 | 1.8744 | 0.44385 | 0.4414 | -0.55258 | 0.23574 | 0.24016 | 1.8744 | 0.49317 | 0.49044 | -0.55258 | 0.26193 | 0.26684 | 1.8744 | 0.54248 | 0.53949 | -0.55258 | 0.28813 | 0.29353 | 1.8744 | 0.5918 | 0.58853 | -0.55258 | 0.31432 | 0.32021 | 1.8744
DT=9 | 0 | 4337.1932 | #DIV/0! | 5550.6019 | 8823.8633 | 58.9713 | 3012.1369 | 2992.1261 | -0.66434 | 1.0961 | 1.6545 | 50.9481 | 0.57293 | 0.56102 | -2.0789 |  |  | 9
DT=11 | 0 | 3548.6126 | #DIV/0! | 7041.2261 | 10233.6107 | 45.3385 | 3344.054 | 3325.5819 | -0.55239 | 1.2402 | 1.9188 | 54.7172 | 0.6359 | 0.62355 | -1.9431 |  |  | 11
DT=13 | 0 | 3002.6722 | #DIV/0! | 10006.8196 | 11643.3581 | 16.3542 | 3700.4344 | 3660.7529 | -1.0723 | 1.3793 | 2.1831 | 58.2732 | 0.69965 | 0.68639 | -1.8949 |  |  | 13
DT=15 | 2704.2807 | 2602.3159 | -3.7705 | 13795.9417 | 13053.1055 | -5.3845 | 4078.9664 | 3997.6391 | -1.9938 |  | 2.4475 |  |  |  | #DIV/0! |  |  | 15 | 1.5031 | 1.4773 | -1.7202 | 0.48108 | 0.50083 | 4.1046 | 1.691 | 1.6619 | -1.7202 | 0.54121 | 0.56343 | 4.1046 | 1.8789 | 1.8466 | -1.7202 | 0.60135 | 0.62603 | 4.1046 | 2.0668 | 2.0313 | -1.7202 | 0.66148 | 0.68863 | 4.1046 | 2.2547 | 2.2159 | -1.7202 | 0.72162 | 0.75124 | 4.1046
Tin=25
[10 empty] | COW_once |  |  | COW_CT
Coal | Simulation | Equation | Error | Simulation | Equation | Error | Simulation | Equation | Error | Simulation | Equation | Error | Simulation | Equation | Error |  |  | 3 | COW_once |  |  | COW_CT |  |  | COW_once |  |  | COW_CT |  |  | COW_once |  |  | COW_CT |  |  | COW_once |  |  | COW_CT |  |  | COW_once |  |  | COW_CT
DT=3 | #REF! | 47520.5516 | #REF! | #REF! | 14435.8033 | #REF! | #REF! | 6458.2244 | #REF! | 2.1377 | 2.7067 | 26.6157 | 1.2344 | 1.2109 | -1.9063 |  |  | 5 | Simulation | Equation | Error | Simulation | Equation | Error | Simulation | Equation | Error | Simulation | Equation | Error | Simulation | Equation | Error | Simulation | Equation | Error | Simulation | Equation | Error | Simulation | Equation | Error | Simulation | Equation | Error | Simulation | Equation | Error
DT=5 | 28913.1653 | 28512.3309 | -1.3863 | 0 | 18726.3389 | #DIV/0! | 0 | 7517.29 | #DIV/0! | #REF! | 3.5112 | #REF! | #REF! | 1.4095 | #REF! |  |  | 7
DT=7 | 20727.3629 | 20365.9507 | -1.7436 | 0 | 23016.8745 | #DIV/0! | 0 | 8581.8884 | #DIV/0! | 3.0057 | 4.3157 | 43.5833 | 1.6798 | 1.6091 | -4.206 |  |  | 9 | 0.3306 | 0.33753 | 2.0961 | 0.18453 | 0.18855 | 2.179 | 0.37193 | 0.37973 | 2.0961 | 0.2076 | 0.21212 | 2.179 | 0.41325 | 0.42192 | 2.0961 | 0.23066 | 0.23569 | 2.179 | 0.45458 | 0.46411 | 2.0961 | 0.25373 | 0.25926 | 2.179 | 0.49591 | 0.5063 | 2.0961 | 0.2768 | 0.28283 | 2.179
DT=9 | 16183.0141 | 15840.1839 | -2.1185 | 0 | 27307.41 | #DIV/0! | 0 | 9652.0196 | #DIV/0! | 4.1872 | 5.1201 | 22.282 | 1.8985 | 1.8098 | -4.6739 |  |  | 11
DT=11 | 13290.9227 | 12960.1504 | -2.4887 | 10443.4441 | 31597.9456 | 202.5625 | 10974.693 | 10727.6836 | -2.2507 | 4.7745 | 5.9246 | 24.0899 | 2.1198 | 2.0114 | -5.1116 |  |  | 13
DT=13 | 11370.331 | 10966.2811 | -3.5535 | #DIV/0! | 35888.4811 | #DIV/0! | 12289.2413 | 11808.8804 | -3.9088 | 3.7235 | 6.7291 | 80.7194 | 2.3452 | 2.2142 | -5.5871 |  |  | 15
DT=15 | 9864.7095 | 9504.1103 | -3.6554 | 55641.1066 | 40179.0167 | -27.789 | 13736.4538 | 12895.61 | -6.1213 |  | 7.5336 | #DIV/0! |  |  | #DIV/0!
NG | [18 empty] | 1.2738 | 1.2557 | -1.4214 | 0.42513 | 0.44236 | 4.0517 | 1.4331 | 1.4127 | -1.4214 | 0.47827 | 0.49765 | 4.0517 | 1.5923 | 1.5697 | -1.4214 | 0.53141 | 0.55295 | 4.0517 | 1.7515 | 1.7266 | -1.4214 | 0.58456 | 0.60824 | 4.0517 | 1.9108 | 1.8836 | -1.4214 | 0.6377 | 0.66354 | 4.0517
DT=3 | #REF! | 13011.5796 | #REF! | #REF! | 4594.6211 | #REF! | #REF! | 2002.0496 | #REF! | 0.6929 | 0.86149 | 24.332 | 0.39161 | 0.37538 | -4.144 |  |  | 3
DT=5 | 8098.5093 | 7806.9478 | -3.6002 | 0 | 6004.3685 | #DIV/0! | 0 | 2330.3599 | #DIV/0! | #REF! | 1.1258 | #REF! | #REF! | 0.43694 | #REF! |  |  | 5
DT=7 | 5810.463 | 5576.3913 | -4.0285 | 0 | 7414.1159 | #DIV/0! | 0 | 2660.3854 | #DIV/0! | 0.9762 | 1.3901 | 42.4042 | 0.52927 | 0.49882 | -5.7521 |  |  | 7 | 0.38193 | 0.39235 | 2.7284 | 0.20721 | 0.21347 | 3.0227 | 0.42967 | 0.4414 | 2.7284 | 0.23311 | 0.24016 | 3.0227 | 0.47742 | 0.49044 | 2.7284 | 0.25901 | 0.26684 | 3.0227 | 0.52516 | 0.53949 | 2.7284 | 0.28492 | 0.29353 | 3.0227 | 0.5729 | 0.58853 | 2.7284 | 0.31082 | 0.32021 | 3.0227
DT=9 | 4540.5405 | 4337.1932 | -4.4785 | 0 | 8823.8633 | #DIV/0! | 0 | 2992.1261 | #DIV/0! | 1.112 | 1.6545 | 48.7825 | 0.59623 | 0.56102 | -5.905 |  |  | 9
DT=11 | 3732.3867 | 3548.6126 | -4.9238 | 3351.8027 | 10233.6107 | 205.3166 | 3433.6898 | 3325.5819 | -3.1484 | 1.265 | 1.9188 | 51.6801 | 0.66322 | 0.62355 | -5.9823 |  |  | 11
DT=13 | 3201.392 | 3002.6722 | -6.2073 | 7877.5007 | 11643.3581 | 47.8052 | 3831.7859 | 3660.7529 | -4.4635 | 1.4046 | 2.1831 | 55.4254 | 0.73123 | 0.68639 | -6.1316 |  |  | 13
DT=15 | 2800.6676 | 2602.3159 | -7.0823 | 14074.7226 | 13053.1055 | -7.2585 | 4267.4668 | 3997.6391 | -6.3229 |  | 2.4475 | #DIV/0! |  |  | #DIV/0! |  |  | 15 | 1.4765 | 1.4773 | 0.05212 | 0.47615 | 0.50083 | 5.1813 | 1.6611 | 1.6619 | 0.05212 | 0.53567 | 0.56343 | 5.1813 | 1.8456 | 1.8466 | 0.05212 | 0.59519 | 0.62603 | 5.1813 | 2.0302 | 2.0313 | 0.05212 | 0.65471 | 0.68863 | 5.1813 | 2.2148 | 2.2159 | 0.05212 | 0.71423 | 0.75124 | 5.1813
| Tin=15 | Tin=20 | Tin=25 | Tin=15 | Tin=20 | Tin=25 | Tin=15 | Tin=20 | Tin=25 | Tin=15 | Tin=20 | Tin=25 | Tin=15 | Tin=20 | Tin=25
Errors | M_w_in | M_w_in | M_w_in | DW_once_tot | DW_once_tot | DW_once_tot | DW_CT_tot | DW_CT_tot | DW_CT_tot | COW_once | COW_once | COW_once | COW_ct | COW_ct | COW_ct
Coal | bar: Tin=15 to Tin=25
| 280.3216 | #REF! | #REF! | 608.7793 | #REF! | #REF! | #REF! | #REF! | #REF! | 29.4219 | 28.8122 | 26.6157 | 1.7056 | -0.3563 | -1.9063
| 2.4486 | #DIV/0! | -1.7436 | -2.4308 | 87.0145 | #DIV/0! | 1.7867 | -0.12273 | #DIV/0! | 46.2461 | 45.7442 | 43.5833 | 1.7866 | -1.5864 | -4.206
NG | bar: Tin=15 to Tin=25
| #REF! | #REF! | #REF! | #REF! | #REF! | #REF! | #REF! | #REF! | #REF! | 30.6173 | 27.9942 | 24.332 | 1.7861 | -1.702 | -4.144
| 2.0361 | #DIV/0! | -4.0285 | -2.8978 | 87.9772 | #DIV/0! | 3.8288 | 0.18088 | #DIV/0! | 47.4498 | 44.493 | 42.4042 | 2.4712 | -2.2831 | -5.7521
Errors | Tin=15 | Tin=20 | Tin=25 | Tin=15 | Tin=20 | Tin=25
| COW_once | COW_once | COW_once | COW_ct | COW_ct | COW_ct
Coal
DT=3 | 29.4219 | 28.8122 | 26.6157 | 1.7056 | -0.3563 | -1.9063
DT=7 | 46.2461 | 45.7442 | 43.5833 | 1.7866 | -1.5864 | -4.206
NG
DT=3 | 30.6173 | 27.9942 | 24.332 | 1.7861 | -1.702 | -4.144
DT=7 | 47.4498 | 44.493 | 42.4042 | 2.4712 | -2.2831 | -5.7521